## Update Register
Date | Feature Class | Field | Domain | Updates
2021-07-01 |  | COND | condition | new field and domain for all assets, data captured from surveys
2021-07-01 |  | CONDDATE | na | new field for all assets, data captured from surveys
2021-07-01 |  | DATAMETH | data_method | new field and domain for all assets
2021-07-01 | Trees | RISK | tree_risk | new field and domain, data captured from surveys
2021-07-01 | Trees | RISKDATE | na | new field, data captured from surveys
2022-11-21 | Gardens | SUBTYPE | garden_subtype | moved natural to its own feature class, added hedge, gravel garden, native garden, renamed general garden to ornamental garden
2022-11-21 | Natural/Bush Area |  |  | new feature class split out from Garden subtype
2022-11-21 | Trees | SUBTYPE | tree_subtype | added Trail Tree
2022-11-21 | Open Spaces | DOGGO | dogs | added field and domain to capture dog restriction levels
2022-11-21 | Carparks | LRGCAP | na | new field for large vehicle capacity numbers
2022-11-21 | Carparks | ACCESSCAP | na | new field for accessible vehicle capacity numbers

## FEATURES AND FIELDS
Asset Register | Feature Dataset | Feature Class | Vector Type | Subtype | Required in Asbuilt | Order | Field Name | Alias | Type | Domain of Values | Description | Editors | Default | Contingent Values
Open Spaces | Admin | Open_Spaces | Polygon | Extent of Open Spaces land categorised by Park Type as defined in the Parks and Open Spaces Strategy and Asset Management Plan. | No | 0
Open Spaces | Admin | Open_Spaces | Polygon |  | No | 1 | ASSETID | Asset ID | Text | N/A | Unique ID ("DATASET + OBJECTID") | QLDC (calculated)
Open Spaces | Admin | Open_Spaces | Polygon |  | No | 2 | SITENME | Site Name | Text | N/A | Name of Park / Reserve / Cemetery / Road Asset | QLDC
Open Spaces | Admin | Open_Spaces | Polygon |  | No | 3 | SUBTYPE | Open Spaces Type | Domain | os_subtype | Open Spaces type as per the Parks Strategy | QLDC
Open Spaces | Admin | Open_Spaces | Polygon |  | No | 4 | USEABLE | Useable | Domain | yes_no | Is it quality reserve land? | QLDC
Open Spaces | Admin | Open_Spaces | Polygon |  | No | 5 | CONHP | Specialist Turf Assets | Domain | yes_no | Are Specialist Turf assets present within the boundaries? | QLDC (calculated)
Open Spaces | Admin | Open_Spaces | Polygon |  | No | 6 | CONOS | Open Spaces Assets | Domain | yes_no | Are Open Spaces assets present within the boundaries? | QLDC (calculated)
Open Spaces | Admin | Open_Spaces | Polygon |  | No | 7 | CONTT | Tracks and Trails Assets | Domain | yes_no | Are Tracks & Trails assets present within the boundaries? | QLDC (calculated)
Open Spaces | Admin | Open_Spaces | Polygon |  | No | 8 | CONFT | Service Delivery Assets | Domain | yes_no | Are Service Delivery assets present within the boundaries? | QLDC (calculated)
Open Spaces | Admin | Open_Spaces | Polygon |  | No | 9 | DOGGO | Dog Restriction Level | Domain | dogs | Dog restriction level | QLDC (calculated)
Open Spaces | Admin | Open_Spaces | Polygon |  | No | 10 | AREAM2 | Area m2 | Double | N/A | Area in metres | Open
Open Spaces | Admin | Open_Spaces | Polygon |  | No | 11 | NOTES | Notes | Text | N/A | Any notes | QLDC
Open Spaces | Admin | Open_Spaces | Polygon |  | No | 12 | SUBLOC | Suburb / Locality | Text | N/A | Suburb or locality pulled from Address (Electoral) | QLDC (calculated)
Open Spaces | Admin | Open_Spaces | Polygon |  | No | 13 | WARD | Ward | Text | N/A | Ward pulled from LINZ Ward 2019 data | QLDC (calculated)
Open Spaces | Admin | Open_Spaces | Polygon |  | No | 14 | FLOOD | Flood Risk | Domain | yes_no | Is asset in flood risk area? | QLDC (calculated)
Open Spaces | Admin | Open_Spaces | Polygon |  | No | 15 | OLDID | Old Asset ID | Text | N/A | Asset ID from old datasets | QLDC (calculated)
Open Spaces | Admin | Open_Spaces | Polygon |  | No | 16 | ASSTAT | Asset Status | Domain | asset_status | Asset status | QLDC
Open Spaces | Admin | Vested_Reserves | Polygon | Lots to be vested with QLDC as reserve | Yes | 0
Open Spaces | Admin | Vested_Reserves | Polygon |  | No | 1 | ASSETID | Asset ID | Text | N/A | Unique ID ("DATASET + OBJECTID") | QLDC (calculated)
Open Spaces | Admin | Vested_Reserves | Polygon |  | No | 2 | SITENME | Site Name | Text | N/A | Name of Park / Reserve / Road from Open Spaces | QLDC (calculated)
Open Spaces | Admin | Vested_Reserves | Polygon |  | Yes | 3 | DEVELOPER | Developer | Text | N/A | Name of developer responsible for maintenance | Open
Open Spaces | Admin | Vested_Reserves | Polygon |  | Yes | 4 | RESCONNM | Resource Consent Number | Text | N/A | Resource consent number if applicable | Open
Open Spaces | Admin | Vested_Reserves | Polygon |  | Optional | 5 | OREF | Other Reference Number(s) | Text | N/A | Any record numbers relating to asset | Open
Open Spaces | Admin | Vested_Reserves | Polygon |  | No | 6 | VESTDATE | 224c Date | Date | N/A | Date 224c Signed | QLDC
Open Spaces | Admin | Vested_Reserves | Polygon |  | No | 7 | HNDOVER | Handover Date | Date | N/A | Date maintenance period ends | QLDC
Open Spaces | Admin | Vested_Reserves | Polygon |  | Yes | 8 | AREAM2 | Area m2 | Double | N/A | Area in metres | Open
Open Spaces | Admin | Vested_Reserves | Polygon |  | Optional | 9 | NOTES | Notes | Text | N/A | Any notes | Open
Open Spaces | Admin | Vested_Reserves | Polygon |  | No | 10 | SUBLOC | Suburb / Locality | Text | N/A | Suburb or locality pulled from Address (Electoral) | QLDC (calculated)
Open Spaces | Admin | Vested_Reserves | Polygon |  | No | 11 | WARD | Ward | Text | N/A | Ward pulled from LINZ Ward 2019 data | QLDC (calculated)
Open Spaces | Admin | Vested_Reserves | Polygon |  | No | 12 | FLOOD | Flood Risk | Domain | yes_no | Is asset in flood risk area? | QLDC (calculated)
Open Spaces | Admin | Vested_Reserves | Polygon |  | Yes | 13 | DATA_SRC | Data Supplied By | Text | N/A | Name and company | Open
Open Spaces | Admin | Vested_Reserves | Polygon |  | Yes | 14 | DATAMETH | Data Collection Method | Domain | data_method | Data collection method | Open
Open Spaces | Admin | Vested_Reserves | Polygon |  | No | 15 | CONFID | Data Confidence | Domain | confidence | Data confidence | QLDC
Open Spaces | Admin | Vested_Reserves | Polygon |  | No | 16 | OLDID | Old Asset ID | Text | N/A | Asset ID from old datasets | QLDC (calculated)
Open Spaces | Admin | Vested_Reserves | Polygon |  | No | 17 | ASSTAT | Asset Status | Domain | asset_status | Asset status | QLDC
Open Spaces | Cemeteries | Beam | Polygon | Burial or ash concrete beams | Yes | 0
Open Spaces | Cemeteries | Beam | Polygon |  | No | 1 | LOCCODE | Location Code Full | Text | N/A | CONCATENATE(SITE,AREAC,SUB1C,SUB2C) | QLDC (calculated)
Open Spaces | Cemeteries | Beam | Polygon |  | Yes | 2 | SITE | Site Name | Domain | cem_site | The site/cemetery/facility where the location exists | Open
Open Spaces | Cemeteries | Beam | Polygon |  | Yes | 3 | AREAC | Area Name | Domain | cem_areac | The area the location belongs to | Open
Open Spaces | Cemeteries | Beam | Polygon |  | If applicable | 4 | SUB1C | Sub Area Name 1 | Domain | cem_sub1c | The section or garden within the Area. | Open
Open Spaces | Cemeteries | Beam | Polygon |  | If applicable | 5 | SUB2C | Sub Area Name 2 | Domain | cem_sub2c | The row or bed within the section/garden | Open
Open Spaces | Cemeteries | Beam | Polygon |  | Yes | 6 | OPSTAT | Operational Status | Domain | cem_op_status_beam | Constructed or not | QLDC (calculated)
Open Spaces | Cemeteries | Beam | Polygon |  | Optional | 7 | NOTES | Notes | Text | N/A | Any notes | Open
Open Spaces | Cemeteries | Beam | Polygon |  | No | 8 | COND | Condition | Domain | condition | Latest condition grade | QLDC (calculated)
Open Spaces | Cemeteries | Beam | Polygon |  | No | 9 | CONDDATE | Condition Date | Date | N/A | Date of latest condition grade | QLDC (calculated)
Open Spaces | Cemeteries | Beam | Polygon |  | No | 10 | OWN | Asset Owner | Domain | owner | Who owns the asset? | QLDC | QLDC - Parks
Open Spaces | Cemeteries | Beam | Polygon |  | No | 11 | MNTBYOTR | Maintained by | Text | N/A | Is this asset maintained by others outside of Parks contractors? | QLDC | QLDC - Parks
Open Spaces | Cemeteries | Beam | Polygon |  | No | 12 | SITENME | Site Name | Text | N/A | Name of Park / Reserve / Road from Open Spaces | QLDC (calculated)
Open Spaces | Cemeteries | Beam | Polygon |  | No | 13 | SUBLOC | Suburb / Locality | Text | N/A | Suburb or locality pulled from Address (Electoral) | QLDC (calculated)
Open Spaces | Cemeteries | Beam | Polygon |  | No | 14 | WARD | Ward | Text | N/A | Ward pulled from LINZ Ward 2019 data | QLDC (calculated)
Open Spaces | Cemeteries | Beam | Polygon |  | No | 15 | FLOOD | Flood Risk | Domain | yes_no | Is asset in flood risk area? | QLDC (calculated)
Open Spaces | Cemeteries | Beam | Polygon |  | No | 16 | CONTRACT | Contract | Domain | contract_type | Contract asset maintained under | QLDC
Open Spaces | Cemeteries | Beam | Polygon |  | No | 17 | CONTRACTOR | Contractor | Domain | contractor | Contractors Name | QLDC
Open Spaces | Cemeteries | Beam | Polygon |  | No | 18 | SRVLEV | Service Level | Domain | srv_level | Service level | QLDC
Open Spaces | Cemeteries | Beam | Polygon |  | No | 19 | SLDESC | Service Level Description | Domain | srv_level_desc | Description of service level eg frequency of visits | QLDC
Open Spaces | Cemeteries | Beam | Polygon |  | Yes | 20 | INSTDATE | Install Date | Date | N/A | Date installed | Open
Open Spaces | Cemeteries | Beam | Polygon |  | Optional | 21 | OREF | Other Reference Number(s) | Text | N/A | Any references relating to asset | Open
Open Spaces | Cemeteries | Beam | Polygon |  | Yes | 22 | DATA_SRC | Data Supplied By | Text | N/A | Name and company | Open
Open Spaces | Cemeteries | Beam | Polygon |  | Yes | 23 | DATAMETH | Data Collection Method | Domain | data_method | Data collection method | Open
Open Spaces | Cemeteries | Beam | Polygon |  | No | 24 | CONFID | Data Confidence | Domain | confidence | Data confidence | Open
Open Spaces | Cemeteries | Beam | Polygon |  | No | 25 | OLDID | Old Asset ID | Text | N/A | Asset ID from old datasets | QLDC (calculated)
Open Spaces | Cemeteries | Beam | Polygon |  | No | 26 | ASSTAT | Asset Status | Domain | asset_status | Asset status (level 1) | QLDC | In Use
Open Spaces | Cemeteries | Plot | Polygon | Interment and memorial plots or features | Yes | 0
Open Spaces | Cemeteries | Plot | Polygon |  | No | 1 | LOCCODE | Location Code Full | Text | N/A | CONCATENATE(SITE,AREAC,SUB1C,SUB2C,PLOT) | QLDC (calculated)
Open Spaces | Cemeteries | Plot | Polygon |  | Yes | 2 | PLTTYPE | Plot Type | Domain | cem_plot_type | Plot interment type | Open
Open Spaces | Cemeteries | Plot | Polygon |  | Yes | 3 | SITE | Site Name | Domain | cem_site | The site/cemetery/facility where the location exists | Open
Open Spaces | Cemeteries | Plot | Polygon |  | Yes | 4 | AREAC | Area Name | Domain | cem_areac | The area the location belongs to | Open
Open Spaces | Cemeteries | Plot | Polygon |  | If applicable | 5 | SUB1C | Sub Area Name 1 | Domain | cem_sub1c | The section or garden within the Area. | Open
Open Spaces | Cemeteries | Plot | Polygon |  | If applicable | 6 | SUB2C | Sub Area Name 2 | Domain | cem_sub2c | The row or bed within the section/garden | Open
Open Spaces | Cemeteries | Plot | Polygon |  | Yes | 7 | PLOT | Plot Number | Text | N/A | Plot number | Open
Open Spaces | Cemeteries | Plot | Polygon |  | No | 8 | OPSTAT | Operational Status | Domain | cem_op_status_plot | A dropdown list identifying the operational status of the location, such as available for use or unavailable for use | QLDC (calculated)
Open Spaces | Cemeteries | Plot | Polygon |  | Optional | 9 | NOTES | Notes | Text | N/A | Any notes | Open
Open Spaces | Cemeteries | Plot | Polygon |  | No | 10 | COND | Condition | Domain | condition | Latest condition grade | QLDC (calculated)
Open Spaces | Cemeteries | Plot | Polygon |  | No | 11 | CONDDATE | Condition Date | Date | N/A | Date of latest condition grade | QLDC (calculated)
Open Spaces | Cemeteries | Plot | Polygon |  | No | 12 | OWN | Asset Owner | Domain | owner | Who owns the asset? | QLDC | QLDC - Parks
Open Spaces | Cemeteries | Plot | Polygon |  | No | 13 | MNTBYOTR | Maintained by | Text | N/A | Is this asset maintained by others outside of Parks contractors? | QLDC | QLDC - Parks
Open Spaces | Cemeteries | Plot | Polygon |  | No | 14 | SITENME | Site Name | Text | N/A | Name of Park / Reserve / Road from Open Spaces | QLDC (calculated)
Open Spaces | Cemeteries | Plot | Polygon |  | No | 15 | SUBLOC | Suburb / Locality | Text | N/A | Suburb or locality pulled from Address (Electoral) | QLDC (calculated)
Open Spaces | Cemeteries | Plot | Polygon |  | No | 16 | WARD | Ward | Text | N/A | Ward pulled from LINZ Ward 2019 data | QLDC (calculated)
Open Spaces | Cemeteries | Plot | Polygon |  | No | 17 | FLOOD | Flood Risk | Domain | yes_no | Is asset in flood risk area? | QLDC (calculated)
Open Spaces | Cemeteries | Plot | Polygon |  | No | 18 | CONTRACT | Contract | Domain | contract_type | Contract asset maintained under | QLDC
Open Spaces | Cemeteries | Plot | Polygon |  | No | 19 | CONTRACTOR | Contractor | Domain | contractor | Contractors Name | QLDC
Open Spaces | Cemeteries | Plot | Polygon |  | No | 20 | SRVLEV | Service Level | Domain | srv_level | Service level | QLDC
Open Spaces | Cemeteries | Plot | Polygon |  | No | 21 | SLDESC | Service Level Description | Domain | srv_level_desc | Description of service level eg frequency of visits | QLDC
Open Spaces | Cemeteries | Plot | Polygon |  | Optional | 22 | OREF | Other Reference Number(s) | Text | N/A | Any references relating to asset | Open
Open Spaces | Cemeteries | Plot | Polygon |  | Yes | 23 | DATA_SRC | Data Supplied By | Text | N/A | Name and company | Open
Open Spaces | Cemeteries | Plot | Polygon |  | Yes | 24 | DATAMETH | Data Collection Method | Domain | data_method | Data collection method | Open
Open Spaces | Cemeteries | Plot | Polygon |  | No | 25 | CONFID | Data Confidence | Domain | confidence | Data confidence | Open
Open Spaces | Cemeteries | Plot | Polygon |  | No | 26 | OLDID | Old Asset ID | Text | N/A | Asset ID from old datasets | QLDC (calculated)
Open Spaces | Cemeteries | Plot | Polygon |  | No | 27 | ASSTAT | Asset Status | Domain | asset_status | Asset status (level 1) | QLDC | In Use
Open Spaces | Furniture_and_Structures | Furniture_Pt | Point | Picnic tables, seats, benches | Yes | 0
Open Spaces | Furniture_and_Structures | Furniture_Pt | Point | ALL SUBTYPES | No | 1 | ASSETID | Asset ID | Text | N/A | Unique ID ("DATASET + OBJECTID") | QLDC (calculated)
Open Spaces | Furniture_and_Structures | Furniture_Pt | Point | ALL SUBTYPES | Yes | 2 | SUBTYPE | Furniture Type | Domain | subtype_furniture | Furniture Subtype | Open
Open Spaces | Furniture_and_Structures | Furniture_Pt | Point | Table | Yes | 3 | FURNTYPE | Table Type | Domain | furn_sub_table | Table type | Open
Open Spaces | Furniture_and_Structures | Furniture_Pt | Point | Seat | Yes | 3 | FURNTYPE | Seat Type | Domain | furn_sub_seat | Seat type | Open
Open Spaces | Furniture_and_Structures | Furniture_Pt | Point | ALL SUBTYPES | Yes | 4 | MANUF | Manufacturer | Domain | manufacturer | Manufacturer | Open
Open Spaces | Furniture_and_Structures | Furniture_Pt | Point | ALL SUBTYPES | Yes | 5 | MATERIAL | Material | Domain | furn_struc_material | Material | Open
Open Spaces | Furniture_and_Structures | Furniture_Pt | Point | ALL SUBTYPES | Yes | 6 | CONCPAD | Concrete Pad | Domain | yes_no | Is asset on own concrete pad? | Open
Open Spaces | Furniture_and_Structures | Furniture_Pt | Point | ALL SUBTYPES | Yes | 7 | MEM | Memorial | Domain | yes_no | Is this a memorial table/seat? | Open
Open Spaces | Furniture_and_Structures | Furniture_Pt | Point | ALL SUBTYPES | Optional | 8 | NOTES | Notes | Text | N/A | Any notes | Open
Open Spaces | Furniture_and_Structures | Furniture_Pt | Point | ALL SUBTYPES | No | 9 | COND | Condition | Domain | condition | Latest condition grade | QLDC (calculated)
Open Spaces | Furniture_and_Structures | Furniture_Pt | Point | ALL SUBTYPES | No | 10 | CONDDATE | Condition Date | Date | N/A | Date of latest condition grade | QLDC (calculated)
Open Spaces | Furniture_and_Structures | Furniture_Pt | Point | ALL SUBTYPES | No | 11 | OWN | Asset Owner | Domain | owner | Who owns the asset? | QLDC | QLDC - Parks
Open Spaces | Furniture_and_Structures | Furniture_Pt | Point | ALL SUBTYPES | No | 12 | MNTBYOTR | Maintained by | Text | N/A | Is this asset maintained by others outside of Parks contractors? | QLDC | QLDC - Parks
Open Spaces | Furniture_and_Structures | Furniture_Pt | Point | ALL SUBTYPES | No | 13 | SITENME | Site Name | Text | N/A | Name of Park / Reserve / Road from Open Spaces | QLDC (calculated)
Open Spaces | Furniture_and_Structures | Furniture_Pt | Point | ALL SUBTYPES | No | 14 | SUBLOC | Suburb / Locality | Text | N/A | Suburb or locality pulled from Address (Electoral) | QLDC (calculated)
Open Spaces | Furniture_and_Structures | Furniture_Pt | Point | ALL SUBTYPES | No | 15 | WARD | Ward | Text | N/A | Ward pulled from LINZ Ward 2019 data | QLDC (calculated)
Open Spaces | Furniture_and_Structures | Furniture_Pt | Point | ALL SUBTYPES | No | 16 | FLOOD | Flood Risk | Domain | yes_no | Is asset in flood risk area? | QLDC (calculated)
Open Spaces | Furniture_and_Structures | Furniture_Pt | Point | ALL SUBTYPES | No | 17 | CONTRACT | Contract | Domain | contract_type | Contract asset maintained under | QLDC
Open Spaces | Furniture_and_Structures | Furniture_Pt | Point | ALL SUBTYPES | No | 18 | CONTRACTOR | Contractor | Domain | contractor | Contractors Name | QLDC
Open Spaces | Furniture_and_Structures | Furniture_Pt | Point | ALL SUBTYPES | No | 19 | SRVLEV | Service Level | Domain | srv_level | Service level | QLDC
Open Spaces | Furniture_and_Structures | Furniture_Pt | Point | ALL SUBTYPES | No | 20 | SLDESC | Service Level Description | Domain | srv_level_desc_furn | Description of service level eg frequency of visits | QLDC
Open Spaces | Furniture_and_Structures | Furniture_Pt | Point | ALL SUBTYPES | Yes | 21 | INSTDATE | Install Date | Date | N/A | Date installed | Open
Open Spaces | Furniture_and_Structures | Furniture_Pt | Point | ALL SUBTYPES | Yes | 22 | RESCONNM | Resource Consent Number | Text | N/A | Resource consent number if applicable | Open
Open Spaces | Furniture_and_Structures | Furniture_Pt | Point | ALL SUBTYPES | Optional | 23 | OREF | Other Reference Number(s) | Text | N/A | Any record numbers relating to asset | Open
Open Spaces | Furniture_and_Structures | Furniture_Pt | Point | ALL SUBTYPES | No | 24 | VESTDATE | 224c Date | Date | N/A | Date 224c Signed | QLDC
Open Spaces | Furniture_and_Structures | Furniture_Pt | Point | ALL SUBTYPES | No | 25 | HNDOVER | Handover Date | Date | N/A | Date maintenance period ends | QLDC
Open Spaces | Furniture_and_Structures | Furniture_Pt | Point | ALL SUBTYPES | Yes | 26 | DATA_SRC | Data Supplied By | Text | N/A | Name and company | Open
Open Spaces | Furniture_and_Structures | Furniture_Pt | Point | ALL SUBTYPES | Yes | 27 | DATAMETH | Data Collection Method | Domain | data_method | Data collection method | Open
Open Spaces | Furniture_and_Structures | Furniture_Pt | Point | ALL SUBTYPES | No | 28 | CONFID | Data Confidence | Domain | confidence | Data confidence | QLDC
Open Spaces | Furniture_and_Structures | Furniture_Pt | Point | ALL SUBTYPES | No | 29 | OLDID | Old Asset ID | Text | N/A | Asset ID from old datasets | QLDC (calculated)
Open Spaces | Furniture_and_Structures | Furniture_Pt | Point | ALL SUBTYPES | No | 30 | ASSTAT | Asset Status | Domain | asset_status | Asset status (level 1) | QLDC | In Use
Open Spaces | Furniture_and_Structures | Furniture_Pt | Point | ALL SUBTYPES | No | 31 | OPSTAT | Operating Status | Domain | operating_status | Asset operating status (level 2) | QLDC | Online
Open Spaces | Furniture_and_Structures | Structures_Ln | Line | Boardwalks, bridges, fences, steps, walls | Yes | 0
Open Spaces | Furniture_and_Structures | Structures_Ln | Line | ALL SUBTYPES | No | 1 | ASSETID | Asset ID | Text | N/A | Unique ID ("DATASET + OBJECTID") | QLDC (calculated)
Open Spaces | Furniture_and_Structures | Structures_Ln | Line | ALL SUBTYPES | Yes | 2 | SUBTYPE | Structure Type | Subtype | subtype_structure_ln | Structure Subtype | Open
Open Spaces | Furniture_and_Structures | Structures_Ln | Line | ALL SUBTYPES | No | 3 | UNDERASS | Underlying Track Name | Text | N/A | Underlying Track Name | QLDC
Open Spaces | Furniture_and_Structures | Structures_Ln | Line | ALL SUBTYPES | No | 4 | UNDERASSID | Underlying Track Asset ID | Text | N/A | Underlying Track Asset ID | QLDC
Open Spaces | Furniture_and_Structures | Structures_Ln | Line | Fence | Yes | 5 | PURPOSE | Fence Purpose | Domain | fence_purpose | Fence Purpose | Open
Open Spaces | Furniture_and_Structures | Structures_Ln | Line | Wall | Yes | 5 | PURPOSE | Wall Purpose | Domain | wall_purpose | Wall Purpose | Open
Open Spaces | Furniture_and_Structures | Structures_Ln | Line | Bridge | Yes | 6 | STLNTYPE | Bridge Type | Domain | furn_sub_bridge | Bridge type | Open
Open Spaces | Furniture_and_Structures | Structures_Ln | Line | Fence | Yes | 6 | STLNTYPE | Fence Type | Domain | furn_sub_fence | Fence Type | Open
Open Spaces | Furniture_and_Structures | Structures_Ln | Line | Wall | Yes | 6 | STLNTYPE | Wall Type | Domain | furn_sub_wall | Wall Type | Open
Open Spaces | Furniture_and_Structures | Structures_Ln | Line | MULTIPLE | Yes | 7 | HANDRAIL | Has Handrail | Domain | yes_no | Does asset have handrail? | Open
Open Spaces | Furniture_and_Structures | Structures_Ln | Line | MULTIPLE | Yes | 8 | WIDTHM | Width m | Integer | N/A | Width in metres | Open
Open Spaces | Furniture_and_Structures | Structures_Ln | Line | ALL SUBTYPES | Yes | 9 | LENGTHM | Length m | Integer | N/A | Length in metres | Open
Open Spaces | Furniture_and_Structures | Structures_Ln | Line | MULTIPLE | Yes | 10 | HEIGHTM | Height m | Integer | N/A | Height of fence/wall or handrail | Open
Open Spaces | Furniture_and_Structures | Structures_Ln | Line | MULTIPLE | Yes | 11 | AREAM2 | Area m2 | Integer | N/A | Area in metres | Open
Open Spaces | Furniture_and_Structures | Structures_Ln | Line | ALL SUBTYPES | Yes | 12 | MATERIAL | Material | Domain | furn_struc_material | Material | Open
Open Spaces | Furniture_and_Structures | Structures_Ln | Line | ALL SUBTYPES | Optional | 13 | NOTES | Notes | Text | N/A | Any notes | Open
Open Spaces | Furniture_and_Structures | Structures_Ln | Line | ALL SUBTYPES | No | 14 | COND | Condition | Domain | condition | Latest condition grade | QLDC (calculated)
Open Spaces | Furniture_and_Structures | Structures_Ln | Line | ALL SUBTYPES | No | 15 | CONDDATE | Condition Date | Date | N/A | Date of latest condition grade | QLDC (calculated)
Open Spaces | Furniture_and_Structures | Structures_Ln | Line | ALL SUBTYPES | No | 16 | OWN | Asset Owner | Domain | owner | Who owns the asset? | QLDC | QLDC - Parks
Open Spaces | Furniture_and_Structures | Structures_Ln | Line | ALL SUBTYPES | No | 17 | MNTBYOTR | Maintained by | Text | N/A | Is this asset maintained by others outside of Parks contractors? | QLDC | QLDC - Parks
Open Spaces | Furniture_and_Structures | Structures_Ln | Line | ALL SUBTYPES | No | 18 | SITENME | Site Name | Text | N/A | Name of Park / Reserve / Road from Open Spaces | QLDC (calculated)
Open Spaces | Furniture_and_Structures | Structures_Ln | Line | ALL SUBTYPES | No | 19 | SUBLOC | Suburb / Locality | Text | N/A | Suburb or locality pulled from Address (Electoral) | QLDC (calculated)
Open Spaces | Furniture_and_Structures | Structures_Ln | Line | ALL SUBTYPES | No | 20 | WARD | Ward | Text | N/A | Ward pulled from LINZ Ward 2019 data | QLDC (calculated)
Open Spaces | Furniture_and_Structures | Structures_Ln | Line | ALL SUBTYPES | No | 21 | FLOOD | Flood Risk | Domain | yes_no | Is asset in flood risk area? | QLDC (calculated)
Open Spaces | Furniture_and_Structures | Structures_Ln | Line | ALL SUBTYPES | No | 22 | CONTRACT | Contract | Domain | contract_type | Contract asset maintained under | QLDC
Open Spaces | Furniture_and_Structures | Structures_Ln | Line | ALL SUBTYPES | No | 23 | CONTRACTOR | Contractor | Domain | contractor | Contractors Name | QLDC
Open Spaces | Furniture_and_Structures | Structures_Ln | Line | ALL SUBTYPES | No | 24 | SRVLEV | Service Level | Domain | srv_level | Service level name | QLDC
Open Spaces | Furniture_and_Structures | Structures_Ln | Line | ALL SUBTYPES | No | 25 | SRVLEV | Service Level Description | Domain | srv_level_desc_furn | Description of service level eg frequency of visits | QLDC
Open Spaces | Furniture_and_Structures | Structures_Ln | Line | ALL SUBTYPES | Yes | 26 | INSTDATE | Install Date | Date | N/A | Date installed | Open
Open Spaces | Furniture_and_Structures | Structures_Ln | Line | ALL SUBTYPES | Yes | 27 | RESCONNM | Resource Consent Number | Text | N/A | Resource consent number if applicable | Open
Open Spaces | Furniture_and_Structures | Structures_Ln | Line | ALL SUBTYPES | Optional | 28 | OREF | Other Reference Number(s) | Text | N/A | Any record numbers relating to asset | Open
Open Spaces | Furniture_and_Structures | Structures_Ln | Line | ALL SUBTYPES | No | 29 | VESTDATE | 224c Date | Date | N/A | Date 224c Signed | QLDC
Open Spaces | Furniture_and_Structures | Structures_Ln | Line | ALL SUBTYPES | No | 30 | HNDOVER | Handover Date | Date | N/A | Date maintenance period ends | QLDC
Open Spaces | Furniture_and_Structures | Structures_Ln | Line | ALL SUBTYPES | Yes | 31 | DATA_SRC | Data Supplied By | Text | N/A | Name and company | Open
Open Spaces | Furniture_and_Structures | Structures_Ln | Line | ALL SUBTYPES | Yes | 32 | DATAMETH | Data Collection Method | Domain | data_method | Data collection method | Open
Open Spaces | Furniture_and_Structures | Structures_Ln | Line | ALL SUBTYPES | No | 33 | CONFID | Data Confidence | Domain | confidence | Data confidence | QLDC
Open Spaces | Furniture_and_Structures | Structures_Ln | Line | ALL SUBTYPES | No | 34 | OLDID | Old Asset ID | Text | N/A | Asset ID from old datasets | QLDC (calculated)
Open Spaces | Furniture_and_Structures | Structures_Ln | Line | ALL SUBTYPES | No | 35 | ASSTAT | Asset Status | Domain | asset_status | Asset status (level 1) | QLDC | In Use
Open Spaces | Furniture_and_Structures | Structures_Ln | Line | ALL SUBTYPES | No | 36 | OPSTAT | Operating Status | Domain | operating_status | Asset operating status (level 2) | QLDC | Online
Open Spaces | Furniture_and_Structures | Structures_Pt | Point | Art and monuments, bike pumps, bike stands, bollards, cattlestops, culverts, cut-off drains, drink fountains, gates, pergolas, rotundas, shade sails, shelters, signs, stiles | Yes | 0
Open Spaces | Furniture_and_Structures | Structures_Pt | Point | ALL SUBTYPES | No | 1 | ASSETID | Asset ID | Text | N/A | Unique ID ("DATASET + OBJECTID") | QLDC (calculated)
Open Spaces | Furniture_and_Structures | Structures_Pt | Point | ALL SUBTYPES | Yes | 2 | SUBTYPE | Structure Type | Domain | subtype_structure_pt | Structure Subtype | Open
Open Spaces | Furniture_and_Structures | Structures_Pt | Point | Art_and_Monuments | Yes | 3 | STPTTYPE | Art Type | Domain | art_subtype | Art type | Open
Open Spaces | Furniture_and_Structures | Structures_Pt | Point | Sign | Yes | 3 | STPTTYPE | Sign Type | Domain | furn_sub_sign | Sign type | Open
Open Spaces | Furniture_and_Structures | Structures_Pt | Point | Bike_Stand | Yes | 3 | STPTTYPE | Bike Stand Type | Domain | furn_sub_bike | Bike stand type | Open
Open Spaces | Furniture_and_Structures | Structures_Pt | Point | Stile | Yes | 3 | STPTTYPE | Stile Type | Domain | furn_sub_stile | Stile type | Open
Open Spaces | Furniture_and_Structures | Structures_Pt | Point | Bollard | Yes | 3 | STPTTYPE | Bollard Type | Domain | furn_sub_bollard | Bollard type | Open
Open Spaces | Furniture_and_Structures | Structures_Pt | Point | Gate | Yes | 3 | STPTTYPE | Gate Type | Domain | furn_sub_gate | Gate type | Open
Open Spaces | Furniture_and_Structures | Structures_Pt | Point | Sign | Yes | 4 | SPURP | Sign Purpose | Domain | sign_purpose | Sign purpose | Open
Open Spaces | Furniture_and_Structures | Structures_Pt | Point | Sign | Yes | 5 | SPURPSUB | Sign Purpose Subgroup | Domain | sign_purpose_sub | Sign purpose subgroup | Open
Open Spaces | Furniture_and_Structures | Structures_Pt | Point | MULTIPLE | No | 6 | UNDERASS | Underlying Track Name | Text | N/A | Underlying Track Name | QLDC
Open Spaces | Furniture_and_Structures | Structures_Pt | Point | Shelter | Yes | 6 | SHELTEROF | Asset Under Shelter | Domain | furn_sub_shelter | Type of asset under shelter | Open
Open Spaces | Furniture_and_Structures | Structures_Pt | Point | MULTIPLE | No | 7 | UNDERASSID | Underlying Asset ID | Text | N/A | Underlying Track Asset ID | QLDC
Open Spaces | Furniture_and_Structures | Structures_Pt | Point | Art_and_Monuments | Yes | 8 | ASSETNM | Asset Name | Text | N/A | Name of art piece or monument | Open
Open Spaces | Furniture_and_Structures | Structures_Pt | Point | Art_and_Monuments | Yes | 9 | ASSETDESC | Asset Description | Text | N/A | Brief asset descrpition | Open
Open Spaces | Furniture_and_Structures | Structures_Pt | Point | Art_and_Monuments | Yes | 10 | ARTIST | Artist | Text | N/A | Artist name | Open
Open Spaces | Furniture_and_Structures | Structures_Pt | Point | MULTIPLE | Yes | 11 | MANUF | Manufacturer | Domain | manufacturer | Manufacturer | Open
Open Spaces | Furniture_and_Structures | Structures_Pt | Point | Shade_Sail | Yes | 12 | PRODUCT | Product Code | Text | N/A | Product Code | Open
Open Spaces | Furniture_and_Structures | Structures_Pt | Point | MULTIPLE | Yes | 13 | MATERIAL | Material | Domain | furn_struc_material | Material | Open
Open Spaces | Furniture_and_Structures | Structures_Pt | Point | Art_and_Monuments | Yes | 15 | MATNOTES | Material Notes | Text | N/A | Materials used e.g Cast Bronze | Open
Open Spaces | Furniture_and_Structures | Structures_Pt | Point | Culvert | Yes | 16 | HEADWALL | Headwall | Domain | headwall | Are there headwall/s on the culverts? Where? | Open
Open Spaces | Furniture_and_Structures | Structures_Pt | Point | Sign | Yes | 17 | AFFIXEDTO | Affixed To | Domain | sign_affix | Sign affixed to | Open
Open Spaces | Furniture_and_Structures | Structures_Pt | Point | MULTIPLE | Yes | 18 | WIDTHM | Width m | Integer | N/A | Width in metres | Open
Open Spaces | Furniture_and_Structures | Structures_Pt | Point | MULTIPLE | Yes | 19 | LENGTHM | Length m | Integer | N/A | Length in metres | Open
Open Spaces | Furniture_and_Structures | Structures_Pt | Point | Pergola | Yes | 20 | HEIGHTM | Height m | Integer | N/A | Height in metres | Open
Open Spaces | Furniture_and_Structures | Structures_Pt | Point | Rotunda | Yes | 21 | AREAM2 | Area m2 | Integer | N/A | Area in metres | Open
Open Spaces | Furniture_and_Structures | Structures_Pt | Point | Culvert | Yes | 22 | PIPEDIAMM | Pipe Diameter mm | Integer | N/A | Pipe diameter in mm | Open
Open Spaces | Furniture_and_Structures | Structures_Pt | Point | Art_and_Monuments | Yes | 23 | DIANOTES | Dimension Notes | Text | N/A | Any commets on dimensions | Open
Open Spaces | Furniture_and_Structures | Structures_Pt | Point | Shade_Sail | Yes | 24 | ANCHORS | Number of Anchors | Domain | number | Number of anchors | Open
Open Spaces | Furniture_and_Structures | Structures_Pt | Point | MULTIPLE | Yes | 25 | LOCKTYPE | Lock Type | Domain | lock_type | Type of lock on bollard | Open
Open Spaces | Furniture_and_Structures | Structures_Pt | Point | ALL SUBTYPES | Optional | 26 | NOTES | Notes | Text | N/A | Any notes | Open
Open Spaces | Furniture_and_Structures | Structures_Pt | Point | ALL SUBTYPES | No | 27 | COND | Condition | Domain | condition | Latest condition grade | QLDC (calculated)
Open Spaces | Furniture_and_Structures | Structures_Pt | Point | ALL SUBTYPES | No | 28 | CONDDATE | Condition Date | Date | N/A | Date of latest condition grade | QLDC (calculated)
Open Spaces | Furniture_and_Structures | Structures_Pt | Point | ALL SUBTYPES | No | 29 | OWN | Asset Owner | Domain | owner | Who owns the asset? | QLDC | QLDC - Parks
Open Spaces | Furniture_and_Structures | Structures_Pt | Point | ALL SUBTYPES | No | 30 | MNTBYOTR | Maintained by | Text | N/A | Is this asset maintained by others outside of Parks contractors? | QLDC | QLDC - Parks
Open Spaces | Furniture_and_Structures | Structures_Pt | Point | ALL SUBTYPES | No | 31 | SITENME | Site Name | Text | N/A | Name of Park / Reserve / Road from Open Spaces | QLDC (calculated)
Open Spaces | Furniture_and_Structures | Structures_Pt | Point | ALL SUBTYPES | No | 32 | SUBLOC | Suburb / Locality | Text | N/A | Suburb or locality pulled from Address (Electoral) | QLDC (calculated)
Open Spaces | Furniture_and_Structures | Structures_Pt | Point | ALL SUBTYPES | No | 33 | WARD | Ward | Text | N/A | Ward pulled from LINZ Ward 2019 data | QLDC (calculated)
Open Spaces | Furniture_and_Structures | Structures_Pt | Point | ALL SUBTYPES | No | 34 | FLOOD | Flood Risk | Domain | yes_no | Is asset in flood risk area? | QLDC (calculated)
Open Spaces | Furniture_and_Structures | Structures_Pt | Point | ALL SUBTYPES | No | 35 | CONTRACT | Contract | Domain | contract_type | Contract asset maintained under | QLDC
Open Spaces | Furniture_and_Structures | Structures_Pt | Point | ALL SUBTYPES | No | 36 | CONTRACTOR | Contractor | Domain | contractor | Contractors Name | QLDC
Open Spaces | Furniture_and_Structures | Structures_Pt | Point | ALL SUBTYPES | No | 37 | SRVLEV | Service Level | Domain | srv_level | Service level name | QLDC
Open Spaces | Furniture_and_Structures | Structures_Pt | Point | ALL SUBTYPES | No | 38 | SLDESC | Service Level Description | Domain | srv_level_desc_furn | Description of service level eg frequency of visits | QLDC |  | Drink Fountain: TBD - Specific to drink fountains
Open Spaces | Furniture_and_Structures | Structures_Pt | Point | ALL SUBTYPES | Yes | 39 | INSTDATE | Install Date | Date | N/A | Date installed | Open
Open Spaces | Furniture_and_Structures | Structures_Pt | Point | ALL SUBTYPES | Yes | 40 | RESCONNM | Resource Consent Number | Text | N/A | Resource consent number if applicable | Open
Open Spaces | Furniture_and_Structures | Structures_Pt | Point | ALL SUBTYPES | Optional | 41 | OREF | Other Reference Number(s) | Text | N/A | Any record numbers relating to initiation of asset | Open
Open Spaces | Furniture_and_Structures | Structures_Pt | Point | ALL SUBTYPES | No | 42 | VESTDATE | 224c Date | Date | N/A | Date 224c Signed | QLDC
Open Spaces | Furniture_and_Structures | Structures_Pt | Point | ALL SUBTYPES | No | 43 | HNDOVER | Handover Date | Date | N/A | Date maintenance period ends | QLDC
Open Spaces | Furniture_and_Structures | Structures_Pt | Point | ALL SUBTYPES | Yes | 44 | DATA_SRC | Data Supplied By | Text | N/A | Name and company | Open
Open Spaces | Furniture_and_Structures | Structures_Pt | Point | ALL SUBTYPES | Yes | 45 | DATAMETH | Data Collection Method | Domain | data_method | Data collection method | Open
Open Spaces | Furniture_and_Structures | Structures_Pt | Point | ALL SUBTYPES | No | 46 | CONFID | Data Confidence | Domain | confidence | Data confidence | QLDC
Open Spaces | Furniture_and_Structures | Structures_Pt | Point | ALL SUBTYPES | No | 47 | OLDID | Old Asset ID | Text | N/A | Asset ID from old datasets | QLDC (calculated)
Open Spaces | Furniture_and_Structures | Structures_Pt | Point | ALL SUBTYPES | No | 48 | ASSTAT | Asset Status | Domain | asset_status | Asset status (level 1) | QLDC | In Use
Open Spaces | Furniture_and_Structures | Structures_Pt | Point | ALL SUBTYPES | No | 49 | OPSTAT | Operating Status | Domain | operating_status | Asset operating status (level 2) | QLDC | On, Online | Drink Fountain: On, Off ¦ Other Subtypes: Online, Offline
Open Spaces | Irrigation | Irrigation_Ln | Line | Electricity, pipe | Yes | 0
Open Spaces | Irrigation | Irrigation_Ln | Line | ALL SUBTYPES | No | 1 | ASSETID | Asset ID | Text | N/A | Unique ID ("DATASET + OBJECTID") | QLDC (calculated)
Open Spaces | Irrigation | Irrigation_Ln | Line | ALL SUBTYPES | Yes | 2 | SUBTYPE | Irrigation Line Subtype | Domain | subtype_irrigation_ln | Irrigation Line Subtype | Open
Open Spaces | Irrigation | Irrigation_Ln | Line | Irrigation_Elec_Ln | Yes | 3 | ILNTYPE | Electricity Line Type | Domain | irrigation_elec_ln | Electricity Line Type | Open
Open Spaces | Irrigation | Irrigation_Ln | Line | Irrigation_Pipe | Yes | 3 | ILNTYPE | Pipe Type | Text | irrigation_pipe | Standard or drip | Open
Open Spaces | Irrigation | Irrigation_Ln | Line | ALL SUBTYPES | Yes | 4 | LENGTHM | Length m | Integer | N/A | Length in metres | Open
Open Spaces | Irrigation | Irrigation_Ln | Line | Irrigation_Pipe | Yes | 5 | PIPEDIAMM | Pipe Diameter mm | Integer | N/A | Pipe diameter in mm | Open
Open Spaces | Irrigation | Irrigation_Ln | Line | Irrigation_Pipe | Yes | 6 | MATERIAL | Pipe Material | Domain | irrigation_pipe_material | Pipe material | Open
Open Spaces | Irrigation | Irrigation_Ln | Line | ALL SUBTYPES | Yes | 7 | MANUF | Manufacturer | Domain | manufacturer | Manufacturer | Open
Open Spaces | Irrigation | Irrigation_Ln | Line | ALL SUBTYPES | Yes | 8 | PRODUCT | Product Code | Text | N/A | Product Code | Open
Open Spaces | Irrigation | Irrigation_Ln | Line | ALL SUBTYPES | Yes | 9 | IGSTATUS | Irrigation Status | Domain | operating_status | Current status of irrigation system | Open
Open Spaces | Irrigation | Irrigation_Ln | Line | ALL SUBTYPES | Optional | 10 | NOTES | Notes | Text | N/A | Any notes | Open
Open Spaces | Irrigation | Irrigation_Ln | Line | ALL SUBTYPES | No | 11 | COND | Condition | Domain | condition | Latest condition grade | QLDC (calculated)
Open Spaces | Irrigation | Irrigation_Ln | Line | ALL SUBTYPES | No | 12 | CONDDATE | Condition Date | Date | N/A | Date of latest condition grade | QLDC (calculated)
Open Spaces | Irrigation | Irrigation_Ln | Line | ALL SUBTYPES | No | 13 | OWN | Asset Owner | Domain | owner | Who owns the asset? | QLDC | QLDC - Parks
Open Spaces | Irrigation | Irrigation_Ln | Line | ALL SUBTYPES | No | 14 | MNTBYOTR | Maintained by | Text | N/A | Is this asset maintained by others outside of Parks contractors? | QLDC | QLDC - Parks
Open Spaces | Irrigation | Irrigation_Ln | Line | ALL SUBTYPES | No | 15 | SITENME | Site Name | Text | N/A | Name of Park / Reserve / Road from Open Spaces | QLDC (calculated)
Open Spaces | Irrigation | Irrigation_Ln | Line | ALL SUBTYPES | No | 16 | SUBLOC | Suburb / Locality | Text | N/A | Suburb or locality pulled from Address (Electoral) | QLDC (calculated)
Open Spaces | Irrigation | Irrigation_Ln | Line | ALL SUBTYPES | No | 17 | WARD | Ward | Text | N/A | Ward pulled from LINZ Ward 2019 data | QLDC (calculated)
Open Spaces | Irrigation | Irrigation_Ln | Line | ALL SUBTYPES | No | 18 | FLOOD | Flood Risk | Domain | yes_no | Is asset in flood risk area? | QLDC (calculated)
Open Spaces | Irrigation | Irrigation_Ln | Line | ALL SUBTYPES | No | 19 | CONTRACT | Contract | Domain | contract_type | Contract asset maintained under | QLDC
Open Spaces | Irrigation | Irrigation_Ln | Line | ALL SUBTYPES | No | 20 | CONTRACTOR | Contractor | Domain | contractor | Contractors Name | QLDC
Open Spaces | Irrigation | Irrigation_Ln | Line | ALL SUBTYPES | No | 21 | SRVLEV | Service Level | Domain | srv_level | Service level name | QLDC | Asset Standard
Open Spaces | Irrigation | Irrigation_Ln | Line | ALL SUBTYPES | No | 22 | SLDESC | Service Level Description | Domain | srv_level_desc_irri | Description of service level eg frequency of visits | QLDC
Open Spaces | Irrigation | Irrigation_Ln | Line | ALL SUBTYPES | Yes | 23 | INSTDATE | Install Date | Date | N/A | Date installed | Open
Open Spaces | Irrigation | Irrigation_Ln | Line | ALL SUBTYPES | Yes | 24 | RESCONNM | Resource Consent Number | Text | N/A | Resource consent number if applicable | Open
Open Spaces | Irrigation | Irrigation_Ln | Line | ALL SUBTYPES | Optional | 25 | OREF | Other Reference Number(s) | Text | N/A | Any record numbers relating to asset | Open
Open Spaces | Irrigation | Irrigation_Ln | Line | ALL SUBTYPES | No | 26 | VESTDATE | 224c Date | Date | N/A | Date 224c Signed | QLDC
Open Spaces | Irrigation | Irrigation_Ln | Line | ALL SUBTYPES | No | 27 | HNDOVER | Handover Date | Date | N/A | Date maintenance period ends | QLDC
Open Spaces | Irrigation | Irrigation_Ln | Line | ALL SUBTYPES | Yes | 28 | DATA_SRC | Data Supplied By | Text | N/A | Name and company | Open
Open Spaces | Irrigation | Irrigation_Ln | Line | ALL SUBTYPES | Yes | 29 | DATAMETH | Data Collection Method | Domain | data_method | Data collection method | Open
Open Spaces | Irrigation | Irrigation_Ln | Line | ALL SUBTYPES | No | 30 | CONFID | Data Confidence | Domain | confidence | Data confidence | QLDC
Open Spaces | Irrigation | Irrigation_Ln | Line | ALL SUBTYPES | No | 31 | OLDID | Old Asset ID | Text | N/A | Asset ID from old datasets | QLDC (calculated)
Open Spaces | Irrigation | Irrigation_Ln | Line | ALL SUBTYPES | No | 32 | ASSTAT | Asset Status | Domain | asset_status | Asset status (level 1) | QLDC | In Use
Open Spaces | Irrigation | Irrigation_Pt | Point | Electricity, emitters, plumbing | Yes | 0
Open Spaces | Irrigation | Irrigation_Pt | Point | ALL SUBTYPES | No | 1 | ASSETID | Asset ID | Text | N/A | Unique ID ("DATASET + OBJECTID") | QLDC (calculated)
Open Spaces | Irrigation | Irrigation_Pt | Point | ALL SUBTYPES | Yes | 2 | SUBTYPE | Irrigation Point Subtype | Domain | subtype_irrigation_pt | Irrigation Point Subtype | Open
Open Spaces | Irrigation | Irrigation_Pt | Point | Irrigation_Elec_Pt | Yes | 3 | IPTTYPE | Electricity Point Type | Domain | irrigation_elec_pt | Electricity Point Type | Open
Open Spaces | Irrigation | Irrigation_Pt | Point | Irrigation_Emitter | Yes | 3 | IPTTYPE | Emitter Type | Domain | irrigation_emitters | Irrigation emitter type | Open
Open Spaces | Irrigation | Irrigation_Pt | Point | Irrigation_Plumb | Yes | 3 | IPTTYPE | Plumbing Type | Domain | irrigation_plumbing | Plumbing component type | Open
Open Spaces | Irrigation | Irrigation_Pt | Point | ALL SUBTYPES | Yes | 4 | MANUF | Manufacturer | Domain | manufacturer | Manufacturer | Open
Open Spaces | Irrigation | Irrigation_Pt | Point | ALL SUBTYPES | Yes | 5 | PRODUCT | Product Code | Text | N/A | Product Code | Open
Open Spaces | Irrigation | Irrigation_Pt | Point | ALL SUBTYPES | Yes | 6 | IGSTATUS | Irrigation Status | Domain | irrigation_status | Current status of irrigation system | Open
Open Spaces | Irrigation | Irrigation_Pt | Point | Elec_Pt, Plumb | Yes | 7 | LOCKTYPE | Lock Type | Domain | lock_type | Type of lock if any | Open
Open Spaces | Irrigation | Irrigation_Pt | Point | ALL SUBTYPES | Optional | 8 | NOTES | Notes | Text | N/A | Any notes | Open
Open Spaces | Irrigation | Irrigation_Pt | Point | ALL SUBTYPES | No | 9 | COND | Condition | Domain | condition | Latest condition grade | QLDC (calculated)
Open Spaces | Irrigation | Irrigation_Pt | Point | ALL SUBTYPES | No | 10 | CONDDATE | Condition Date | Date | N/A | Date of latest condition grade | QLDC (calculated)
Open Spaces | Irrigation | Irrigation_Pt | Point | ALL SUBTYPES | No | 11 | OWN | Asset Owner | Domain | owner | Who owns the asset? | QLDC | QLDC - Parks
Open Spaces | Irrigation | Irrigation_Pt | Point | ALL SUBTYPES | No | 12 | MNTBYOTR | Maintained by | Text | N/A | Is this asset maintained by others outside of Parks contractors? | QLDC | QLDC - Parks
Open Spaces | Irrigation | Irrigation_Pt | Point | ALL SUBTYPES | No | 13 | SITENME | Site Name | Text | N/A | Name of Park / Reserve / Road from Open Spaces | QLDC (calculated)
Open Spaces | Irrigation | Irrigation_Pt | Point | ALL SUBTYPES | No | 14 | SUBLOC | Suburb / Locality | Text | N/A | Suburb or locality pulled from Address (Electoral) | QLDC (calculated)
Open Spaces | Irrigation | Irrigation_Pt | Point | ALL SUBTYPES | No | 15 | WARD | Ward | Text | N/A | Ward pulled from LINZ Ward 2019 data | QLDC (calculated)
Open Spaces | Irrigation | Irrigation_Pt | Point | ALL SUBTYPES | No | 16 | FLOOD | Flood Risk | Domain | yes_no | Is asset in flood risk area? | QLDC (calculated)
Open Spaces | Irrigation | Irrigation_Pt | Point | ALL SUBTYPES | No | 17 | CONTRACT | Contract | Domain | contract_type | Contract asset maintained under | QLDC
Open Spaces | Irrigation | Irrigation_Pt | Point | ALL SUBTYPES | No | 18 | CONTRACTOR | Contractor | Domain | contractor | Contractors Name | QLDC
Open Spaces | Irrigation | Irrigation_Pt | Point | ALL SUBTYPES | No | 19 | SRVLEV | Service Level | Domain | srv_level | Service level name | QLDC | Asset Standard
Open Spaces | Irrigation | Irrigation_Pt | Point | ALL SUBTYPES | No | 20 | SLDESC | Service Level Description | Domain | srv_level_desc_irri | Description of service level eg frequency of visits | QLDC
Open Spaces | Irrigation | Irrigation_Pt | Point | ALL SUBTYPES | Yes | 21 | INSTDATE | Install Date | Date | N/A | Date installed | Open
Open Spaces | Irrigation | Irrigation_Pt | Point | ALL SUBTYPES | Yes | 22 | RESCONNM | Resource Consent Number | Text | N/A | Resource consent number if applicable | Open
Open Spaces | Irrigation | Irrigation_Pt | Point | ALL SUBTYPES | Optional | 23 | OREF | Other Reference Number(s) | Text | N/A | Any record numbers relating to asset | Open
Open Spaces | Irrigation | Irrigation_Pt | Point | ALL SUBTYPES | No | 24 | VESTDATE | 224c Date | Date | N/A | Date 224c Signed | QLDC
Open Spaces | Irrigation | Irrigation_Pt | Point | ALL SUBTYPES | No | 25 | HNDOVER | Handover Date | Date | N/A | Date maintenance period ends | QLDC
Open Spaces | Irrigation | Irrigation_Pt | Point | ALL SUBTYPES | Yes | 26 | DATA_SRC | Data Supplied By | Text | N/A | Name and company | Open
Open Spaces | Irrigation | Irrigation_Pt | Point | ALL SUBTYPES | Yes | 27 | DATAMETH | Data Collection Method | Domain | data_method | Data collection method | Open
Open Spaces | Irrigation | Irrigation_Pt | Point | ALL SUBTYPES | No | 28 | CONFID | Data Confidence | Domain | confidence | Data confidence | QLDC
Open Spaces | Irrigation | Irrigation_Pt | Point | ALL SUBTYPES | No | 29 | OLDID | Old Asset ID | Text | N/A | Asset ID from old datasets | QLDC (calculated)
Open Spaces | Irrigation | Irrigation_Pt | Point | ALL SUBTYPES | No | 30 | ASSTAT | Asset Status | Domain | asset_status | Asset status (level 1) | QLDC | In Use
Open Spaces | Playgrounds | Playground_Area | Polygon | Entire extent of playground area. Encompasses play surfaces and equipment | Yes | 0
Open Spaces | Playgrounds | Playground_Area | Polygon |  | No | 1 | ASSETID | Asset ID | Text | N/A | Unique ID ("DATASET + OBJECTID") | QLDC (calculated)
Open Spaces | Playgrounds | Playground_Area | Polygon |  | Yes | 2 | ASSETNM | Playground Name | Text | N/A | Playground name | Open
Open Spaces | Playgrounds | Playground_Area | Polygon |  | Yes | 3 | AREAM2 | Area m2 | Integer | N/A | Area in metres | Open
Open Spaces | Playgrounds | Playground_Area | Polygon |  | Optional | 4 | NOTES | Notes | Text | N/A | Any notes | Open
Open Spaces | Playgrounds | Playground_Area | Polygon |  | No | 5 | COND | Condition | Domain | condition | Latest condition grade | QLDC (calculated)
Open Spaces | Playgrounds | Playground_Area | Polygon |  | No | 6 | CONDDATE | Condition Date | Date | N/A | Date of latest condition grade | QLDC (calculated)
Open Spaces | Playgrounds | Playground_Area | Polygon |  | No | 7 | OWN | Asset Owner | Domain | owner | Who owns the asset? | QLDC | QLDC - Parks
Open Spaces | Playgrounds | Playground_Area | Polygon |  | No | 8 | MNTBYOTR | Maintained by | Text | N/A | Is this asset maintained by others outside of Parks contractors? | QLDC | QLDC - Parks
Open Spaces | Playgrounds | Playground_Area | Polygon |  | No | 9 | SITENME | Site Name | Text | N/A | Name of Park / Reserve / Road from Open Spaces | QLDC (calculated)
Open Spaces | Playgrounds | Playground_Area | Polygon |  | No | 10 | ROAD | Near Road | Text | N/A | Nearest road from Address (Electoral) | QLDC (calculated)
Open Spaces | Playgrounds | Playground_Area | Polygon |  | No | 11 | SUBLOC | Suburb / Locality | Text | N/A | Suburb or locality pulled from Address (Electoral) | QLDC (calculated)
Open Spaces | Playgrounds | Playground_Area | Polygon |  | No | 12 | WARD | Ward | Text | N/A | Ward pulled from LINZ Ward 2019 data | QLDC (calculated)
Open Spaces | Playgrounds | Playground_Area | Polygon |  | No | 13 | NEARADD | Near Address | Text | N/A | Nearest propertry address from Address (Electoral) | QLDC (calculated)
Open Spaces | Playgrounds | Playground_Area | Polygon |  | No | 14 | FLOOD | Flood Risk | Domain | yes_no | Is asset in flood risk area? | QLDC (calculated)
Open Spaces | Playgrounds | Playground_Area | Polygon |  | No | 15 | CONTRACT | Contract | Domain | contract_type | Contract asset maintained under | QLDC
Open Spaces | Playgrounds | Playground_Area | Polygon |  | No | 16 | CONTRACTOR | Contractor | Domain | contractor | Contractors Name | QLDC
Open Spaces | Playgrounds | Playground_Area | Polygon |  | Yes | 17 | INSTDATE | Install Date | Date | N/A | Date installed | Open
Open Spaces | Playgrounds | Playground_Area | Polygon |  | Yes | 18 | RESCONNM | Resource Consent Number | Text | N/A | Resource consent number if applicable | Open
Open Spaces | Playgrounds | Playground_Area | Polygon |  | Optional | 19 | OREF | Other Reference Number(s) | Text | N/A | Any record numbers relating to asset | Open
Open Spaces | Playgrounds | Playground_Area | Polygon |  | No | 20 | VESTDATE | 224c Date | Date | N/A | Date 224c Signed | QLDC
Open Spaces | Playgrounds | Playground_Area | Polygon |  | No | 21 | HNDOVER | Handover Date | Date | N/A | Date maintenance period ends | QLDC
Open Spaces | Playgrounds | Playground_Area | Polygon |  | Yes | 22 | DATA_SRC | Data Supplied By | Text | N/A | Name and company | Open
Open Spaces | Playgrounds | Playground_Area | Polygon |  | Yes | 23 | DATAMETH | Data Collection Method | Domain | data_method | Data collection method | Open
Open Spaces | Playgrounds | Playground_Area | Polygon |  | No | 24 | CONFID | Data Confidence | Domain | confidence | Data confidence | QLDC
Open Spaces | Playgrounds | Playground_Area | Polygon |  | No | 25 | OLDID | Old Asset ID | Text | N/A | Asset ID from old datasets | QLDC (calculated)
Open Spaces | Playgrounds | Playground_Area | Polygon |  | No | 26 | ASSTAT | Asset Status | Domain | asset_status | Asset status (level 1) | QLDC | In Use
Open Spaces | Playgrounds | Playground_Area | Polygon |  | No | 27 | OPSTAT | Operating Status | Domain | operating_status | Asset operating status (level 2) | QLDC | Open
Open Spaces | Playgrounds | Playground_Equipment | Point | Playground equipment | Yes | 0
Open Spaces | Playgrounds | Playground_Equipment | Point |  | No | 1 | ASSETID | Asset ID | Text | N/A | Unique ID ("DATASET + OBJECTID") | QLDC (calculated)
Open Spaces | Playgrounds | Playground_Equipment | Point |  | No | 2 | PLAYNM | Playground Name | Text | N/A | Underlying playground Asset ID | QLDC
Open Spaces | Playgrounds | Playground_Equipment | Point |  | No | 3 | UNDERASS | Playground Asset ID | Text | N/A | Underlying playground Asset ID | QLDC
Open Spaces | Playgrounds | Playground_Equipment | Point |  | Yes | 4 | SUBTYPE | Play Equipment Type | Domain | play_equipment | Playground equipment type | Open
Open Spaces | Playgrounds | Playground_Equipment | Point |  | Yes | 5 | MANUF | Manufacturer | Domain | manufacturer | Manufacturer | Open
Open Spaces | Playgrounds | Playground_Equipment | Point |  | Yes | 6 | PRODUCT | Product Code | Text | N/A | Product code | Open
Open Spaces | Playgrounds | Playground_Equipment | Point |  | Optional | 7 | NOTES | Notes | Text | N/A | Any notes | Open
Open Spaces | Playgrounds | Playground_Equipment | Point |  | No | 8 | COND | Condition | Domain | condition | Latest condition grade | QLDC (calculated)
Open Spaces | Playgrounds | Playground_Equipment | Point |  | No | 9 | CONDDATE | Condition Date | Date | N/A | Date of latest condition grade | QLDC (calculated)
Open Spaces | Playgrounds | Playground_Equipment | Point |  | No | 10 | OWN | Asset Owner | Domain | owner | Who owns the asset? | QLDC | QLDC - Parks
Open Spaces | Playgrounds | Playground_Equipment | Point |  | No | 11 | MNTBYOTR | Maintained by | Text | N/A | Is this asset maintained by others outside of Parks contractors? | QLDC | QLDC - Parks
Open Spaces | Playgrounds | Playground_Equipment | Point |  | No | 12 | SITENME | Site Name | Text | N/A | Name of Park / Reserve / Road from Open Spaces | QLDC (calculated)
Open Spaces | Playgrounds | Playground_Equipment | Point |  | No | 13 | ROAD | Near Road | Text | N/A | Nearest road from Address (Electoral) | QLDC (calculated)
Open Spaces | Playgrounds | Playground_Equipment | Point |  | No | 14 | SUBLOC | Suburb / Locality | Text | N/A | Suburb or locality pulled from Address (Electoral) | QLDC (calculated)
Open Spaces | Playgrounds | Playground_Equipment | Point |  | No | 15 | WARD | Ward | Text | N/A | Ward pulled from LINZ Ward 2019 data | QLDC (calculated)
Open Spaces | Playgrounds | Playground_Equipment | Point |  | No | 16 | NEARADD | Near Address | Text | N/A | Nearest propertry address from Address (Electoral) | QLDC (calculated)
Open Spaces | Playgrounds | Playground_Equipment | Point |  | No | 17 | FLOOD | Flood Risk | Domain | yes_no | Is asset in flood risk area? | QLDC (calculated)
Open Spaces | Playgrounds | Playground_Equipment | Point |  | No | 18 | CONTRACT | Contract | Domain | contract_type | Contract asset maintained under | QLDC
Open Spaces | Playgrounds | Playground_Equipment | Point |  | No | 19 | CONTRACTOR | Contractor | Domain | contractor | Contractors Name | QLDC
Open Spaces | Playgrounds | Playground_Equipment | Point |  | No | 20 | SRVLEV | Service Level | Domain | srv_level | Service level name | QLDC
Open Spaces | Playgrounds | Playground_Equipment | Point |  | No | 21 | SLDESC | Service Level Description | Domain | srv_level_desc_play | Description of service level eg frequency of visits | QLDC
Open Spaces | Playgrounds | Playground_Equipment | Point |  | Yes | 22 | INSTDATE | Install Date | Date | N/A | Date installed | Open
Open Spaces | Playgrounds | Playground_Equipment | Point |  | Yes | 23 | RESCONNM | Resource Consent Number | Text | N/A | Resource consent number if applicable | Open
Open Spaces | Playgrounds | Playground_Equipment | Point |  | Optional | 24 | OREF | Other Reference Number(s) | Text | N/A | Any record numbers relating to asset | Open
Open Spaces | Playgrounds | Playground_Equipment | Point |  | No | 25 | VESTDATE | 224c Date | Date | N/A | Date 224c Signed | QLDC
Open Spaces | Playgrounds | Playground_Equipment | Point |  | No | 26 | HNDOVER | Handover Date | Date | N/A | Date maintenance period ends | QLDC
Open Spaces | Playgrounds | Playground_Equipment | Point |  | Yes | 27 | DATA_SRC | Data Supplied By | Text | N/A | Name and company | Open
Open Spaces | Playgrounds | Playground_Equipment | Point |  | Yes | 28 | DATAMETH | Data Collection Method | Domain | data_method | Data collection method | Open
Open Spaces | Playgrounds | Playground_Equipment | Point |  | No | 29 | CONFID | Data Confidence | Domain | confidence | Data confidence | QLDC
Open Spaces | Playgrounds | Playground_Equipment | Point |  | No | 30 | OLDID | Old Asset ID | Text | N/A | Asset ID from old datasets | QLDC (calculated)
Open Spaces | Playgrounds | Playground_Equipment | Point |  | No | 31 | ASSTAT | Asset Status | Domain | asset_status | Asset status (level 1) | QLDC | In Use
Open Spaces | Playgrounds | Playground_Equipment | Point |  | No | 32 | OPSTAT | Operating Status | Domain | operating_status | Asset operating status (level 2) | QLDC | Online
Open Spaces | Playgrounds | Playground_Safety_Surface | Polygon | Playground safety surfaces | Yes | 0
Open Spaces | Playgrounds | Playground_Safety_Surface | Polygon |  | No | 1 | ASSETID | Asset ID | Text | N/A | Unique ID ("DATASET + OBJECTID") | QLDC (calculated)
Open Spaces | Playgrounds | Playground_Safety_Surface | Polygon |  | No | 2 | PLAYNM | Playground Name | Text | N/A | Underlying playground Asset ID | QLDC
Open Spaces | Playgrounds | Playground_Safety_Surface | Polygon |  | No | 3 | UNDERASS | Playground Asset ID | Text | N/A | Underlying playground Asset ID | QLDC
Open Spaces | Playgrounds | Playground_Safety_Surface | Polygon |  | Yes | 4 | SURFACE | Playground Safety Surface | Domain | play_surface | Playground safety surface | Open
Open Spaces | Playgrounds | Playground_Safety_Surface | Polygon |  | Yes | 5 | MANUF | Manufacturer | Domain | manufacturer | Manufacturer | Open
Open Spaces | Playgrounds | Playground_Safety_Surface | Polygon |  | Yes | 6 | PRODUCT | Product Code | Text | N/A | Product code | Open
Open Spaces | Playgrounds | Playground_Safety_Surface | Polygon |  | Yes | 7 | AREAM2 | Area m2 | Integer | N/A | Area in metres | Open
Open Spaces | Playgrounds | Playground_Safety_Surface | Polygon |  | Optional | 8 | NOTES | Notes | Text | N/A | Any notes | Open
Open Spaces | Playgrounds | Playground_Safety_Surface | Polygon |  | No | 9 | COND | Condition | Domain | condition | Latest condition grade | QLDC (calculated)
Open Spaces | Playgrounds | Playground_Safety_Surface | Polygon |  | No | 10 | CONDDATE | Condition Date | Date | N/A | Date of latest condition grade | QLDC (calculated)
Open Spaces | Playgrounds | Playground_Safety_Surface | Polygon |  | No | 11 | OWN | Asset Owner | Domain | owner | Who owns the asset? | QLDC | QLDC - Parks
Open Spaces | Playgrounds | Playground_Safety_Surface | Polygon |  | No | 12 | MNTBYOTR | Maintained by | Text | N/A | Is this asset maintained by others outside of Parks contractors? | QLDC | QLDC - Parks
Open Spaces | Playgrounds | Playground_Safety_Surface | Polygon |  | No | 13 | SITENME | Site Name | Text | N/A | Name of Park / Reserve / Road from Open Spaces | QLDC (calculated)
Open Spaces | Playgrounds | Playground_Safety_Surface | Polygon |  | No | 14 | ROAD | Near Road | Text | N/A | Nearest road from Address (Electoral) | QLDC (calculated)
Open Spaces | Playgrounds | Playground_Safety_Surface | Polygon |  | No | 15 | SUBLOC | Suburb / Locality | Text | N/A | Suburb or locality pulled from Address (Electoral) | QLDC (calculated)
Open Spaces | Playgrounds | Playground_Safety_Surface | Polygon |  | No | 16 | WARD | Ward | Text | N/A | Ward pulled from LINZ Ward 2019 data | QLDC (calculated)
Open Spaces | Playgrounds | Playground_Safety_Surface | Polygon |  | No | 17 | NEARADD | Near Address | Text | N/A | Nearest propertry address from Address (Electoral) | QLDC (calculated)
Open Spaces | Playgrounds | Playground_Safety_Surface | Polygon |  | No | 18 | FLOOD | Flood Risk | Domain | yes_no | Is asset in flood risk area? | QLDC (calculated)
Open Spaces | Playgrounds | Playground_Safety_Surface | Polygon |  | No | 19 | CONTRACT | Contract | Domain | contract_type | Contract asset maintained under | QLDC
Open Spaces | Playgrounds | Playground_Safety_Surface | Polygon |  | No | 20 | CONTRACTOR | Contractor | Domain | contractor | Contractors Name | QLDC
Open Spaces | Playgrounds | Playground_Safety_Surface | Polygon |  | No | 21 | SRVLEV | Service Level | Domain | srv_level | Service level name | QLDC
Open Spaces | Playgrounds | Playground_Safety_Surface | Polygon |  | No | 22 | SLDESC | Service Level Description | Domain | srv_level_desc_play | Description of service level eg frequency of visits | QLDC
Open Spaces | Playgrounds | Playground_Safety_Surface | Polygon |  | Yes | 23 | INSTDATE | Install Date | Date | N/A | Date installed | Open
Open Spaces | Playgrounds | Playground_Safety_Surface | Polygon |  | Yes | 24 | RESCONNM | Resource Consent Number | Text | N/A | Resource consent number if applicable | Open
Open Spaces | Playgrounds | Playground_Safety_Surface | Polygon |  | Optional | 25 | OREF | Other Reference Number(s) | Text | N/A | Any record numbers relating to asset | Open
Open Spaces | Playgrounds | Playground_Safety_Surface | Polygon |  | No | 26 | VESTDATE | 224c Date | Date | N/A | Date 224c Signed | QLDC
Open Spaces | Playgrounds | Playground_Safety_Surface | Polygon |  | No | 27 | HNDOVER | Handover Date | Date | N/A | Date maintenance period ends | QLDC
Open Spaces | Playgrounds | Playground_Safety_Surface | Polygon |  | Yes | 28 | DATA_SRC | Data Supplied By | Text | N/A | Name and company | Open
Open Spaces | Playgrounds | Playground_Safety_Surface | Polygon |  | Yes | 29 | DATAMETH | Data Collection Method | Domain | data_method | Data collection method | Open
Open Spaces | Playgrounds | Playground_Safety_Surface | Polygon |  | No | 30 | CONFID | Data Confidence | Domain | confidence | Data confidence | QLDC
Open Spaces | Playgrounds | Playground_Safety_Surface | Polygon |  | No | 31 | OLDID | Old Asset ID | Text | N/A | Asset ID from old datasets | QLDC (calculated)
Open Spaces | Playgrounds | Playground_Safety_Surface | Polygon |  | No | 32 | ASSTAT | Asset Status | Domain | asset_status | Asset status (level 1) | QLDC | In Use
Open Spaces | Playgrounds | Playground_Safety_Surface | Polygon |  | No | 33 | OPSTAT | Operating Status | Domain | operating_status | Asset operating status (level 2) | QLDC | Online
Open Spaces | Sport | Sports_Areas | Polygon | Extent of Bike park, bowls green, cricket ground, cricket net, cricket wicket, golf course, half court, petanque, pump track, rugby/football, skate park, sport court multi, sport wall, sports field, swimming pool, tennis/cricket practice wall, tennis court | Yes | 0
Open Spaces | Sport | Sports_Areas | Polygon |  | No | 1 | ASSETID | Asset ID | Text | N/A | Unique ID ("DATASET + OBJECTID") | QLDC (calculated)
Open Spaces | Sport | Sports_Areas | Polygon |  | No | 2 | ASSETNM | Asset Name | Text | N/A | Sports area name if applicable | Open
Open Spaces | Sport | Sports_Areas | Polygon |  | Yes | 3 | SUBTYPE | Asset Type | Domain | sa_subtype | Sports area type | Open
Open Spaces | Sport | Sports_Areas | Polygon |  | Yes | 4 | SURFACE | Surface | Domain | sa_surface | Surface material | Open
Open Spaces | Sport | Sports_Areas | Polygon |  | Yes | 5 | AREAM2 | Area m2 | Integer | N/A | Area in metres | Open
Open Spaces | Sport | Sports_Areas | Polygon |  | Optional | 6 | NOTES | Notes | Text | N/A | Any notes | Open
Open Spaces | Sport | Sports_Areas | Polygon |  | No | 7 | COND | Condition | Domain | condition | Latest condition grade | QLDC (calculated)
Open Spaces | Sport | Sports_Areas | Polygon |  | No | 8 | CONDDATE | Condition Date | Date | N/A | Date of latest condition grade | QLDC (calculated)
Open Spaces | Sport | Sports_Areas | Polygon |  | No | 9 | OWN | Asset Owner | Domain | owner | Who owns the asset? | QLDC | QLDC - Parks
Open Spaces | Sport | Sports_Areas | Polygon |  | No | 10 | MNTBYOTR | Maintained by | Text | N/A | Is this asset maintained by others outside of Parks contractors? | QLDC | QLDC - Parks
Open Spaces | Sport | Sports_Areas | Polygon |  | No | 11 | SITENME | Site Name | Text | N/A | Name of Park / Reserve / Road from Open Spaces | QLDC (calculated)
Open Spaces | Sport | Sports_Areas | Polygon |  | No | 12 | ROAD | Near Road | Text | N/A | Nearest road from Address (Electoral) | QLDC (calculated)
Open Spaces | Sport | Sports_Areas | Polygon |  | No | 13 | SUBLOC | Suburb / Locality | Text | N/A | Suburb or locality pulled from Address (Electoral) | QLDC (calculated)
Open Spaces | Sport | Sports_Areas | Polygon |  | No | 14 | WARD | Ward | Text | N/A | Ward pulled from LINZ Ward 2019 data | QLDC (calculated)
Open Spaces | Sport | Sports_Areas | Polygon |  | No | 15 | NEARADD | Near Address | Text | N/A | Nearest propertry address from Address (Electoral) | QLDC (calculated)
Open Spaces | Sport | Sports_Areas | Polygon |  | No | 16 | FLOOD | Flood Risk | Domain | yes_no | Is asset in flood risk area? | QLDC (calculated)
Open Spaces | Sport | Sports_Areas | Polygon |  | No | 17 | CONTRACT | Contract | Domain | contract_type | Contract asset maintained under | QLDC
Open Spaces | Sport | Sports_Areas | Polygon |  | No | 18 | CONTRACTOR | Contractor | Domain | contractor | Contractors Name | QLDC
Open Spaces | Sport | Sports_Areas | Polygon |  | No | 19 | SRVLEV | Service Level | Domain | srv_level | Service level name | QLDC
Open Spaces | Sport | Sports_Areas | Polygon |  | No | 20 | SRVLEV | Service Level Description | Domain | srv_level_desc_sarea | Description of service level eg frequency of visits | QLDC
Open Spaces | Sport | Sports_Areas | Polygon |  | Yes | 21 | INSTDATE | Install Date | Date | N/A | Date installed | Open
Open Spaces | Sport | Sports_Areas | Polygon |  | Yes | 22 | RESCONNM | Resource Consent Number | Text | N/A | Resource consent number if applicable | Open
Open Spaces | Sport | Sports_Areas | Polygon |  | Optional | 23 | OREF | Other Reference Number(s) | Text | N/A | Any record numbers relating to asset | Open
Open Spaces | Sport | Sports_Areas | Polygon |  | No | 24 | VESTDATE | 224c Date | Date | N/A | Date 224c Signed | QLDC
Open Spaces | Sport | Sports_Areas | Polygon |  | No | 25 | HNDOVER | Handover Date | Date | N/A | Date maintenance period ends | QLDC
Open Spaces | Sport | Sports_Areas | Polygon |  | Yes | 26 | DATA_SRC | Data Supplied By | Text | N/A | Name and company | Open
Open Spaces | Sport | Sports_Areas | Polygon |  | Yes | 27 | DATAMETH | Data Collection Method | Domain | data_method | Data collection method | Open
Open Spaces | Sport | Sports_Areas | Polygon |  | No | 28 | CONFID | Data Confidence | Domain | confidence | Data confidence | QLDC
Open Spaces | Sport | Sports_Areas | Polygon |  | No | 29 | OLDID | Old Asset ID | Text | N/A | Asset ID from old datasets | QLDC (calculated)
Open Spaces | Sport | Sports_Areas | Polygon |  | No | 30 | ASSTAT | Asset Status | Domain | asset_status | Asset status (level 1) | QLDC | In Use
Open Spaces | Sport | Sports_Areas | Polygon |  | No | 31 | OPSTAT | Operating Status | Domain | operating_status | Asset operating status (level 2) | QLDC | Open
Open Spaces | Sport | Sports_Equipment | Point | Posts, post sleeves, nets | Yes | 0
Open Spaces | Sport | Sports_Equipment | Point |  | No | 1 | ASSETID | Asset ID | Text | N/A | Unique ID ("DATASET + OBJECTID") | QLDC (calculated)
Open Spaces | Sport | Sports_Equipment | Point |  | Yes | 2 | SUBTYPE | Asset Type | Domain | sa_equipment | Sports area type | Open
Open Spaces | Sport | Sports_Equipment | Point |  | Optional | 3 | NOTES | Notes | Text | N/A | Any notes | Open
Open Spaces | Sport | Sports_Equipment | Point |  | No | 4 | COND | Condition | Domain | condition | Latest condition grade | QLDC (calculated)
Open Spaces | Sport | Sports_Equipment | Point |  | No | 5 | CONDDATE | Condition Date | Date | N/A | Date of latest condition grade | QLDC (calculated)
Open Spaces | Sport | Sports_Equipment | Point |  | No | 6 | OWN | Asset Owner | Domain | owner | Who owns the asset? | QLDC | QLDC - Parks
Open Spaces | Sport | Sports_Equipment | Point |  | No | 7 | MNTBYOTR | Maintained by | Text | N/A | Is this asset maintained by others outside of Parks contractors? | QLDC | QLDC - Parks
Open Spaces | Sport | Sports_Equipment | Point |  | No | 8 | SITENME | Site Name | Text | N/A | Name of Park / Reserve / Road from Open Spaces | QLDC (calculated)
Open Spaces | Sport | Sports_Equipment | Point |  | No | 9 | ROAD | Near Road | Text | N/A | Nearest road from Address (Electoral) | QLDC (calculated)
Open Spaces | Sport | Sports_Equipment | Point |  | No | 10 | SUBLOC | Suburb / Locality | Text | N/A | Suburb or locality pulled from Address (Electoral) | QLDC (calculated)
Open Spaces | Sport | Sports_Equipment | Point |  | No | 11 | WARD | Ward | Text | N/A | Ward pulled from LINZ Ward 2019 data | QLDC (calculated)
Open Spaces | Sport | Sports_Equipment | Point |  | No | 12 | NEARADD | Near Address | Text | N/A | Nearest propertry address from Address (Electoral) | QLDC (calculated)
Open Spaces | Sport | Sports_Equipment | Point |  | No | 13 | FLOOD | Flood Risk | Domain | yes_no | Is asset in flood risk area? | QLDC (calculated)
Open Spaces | Sport | Sports_Equipment | Point |  | No | 14 | CONTRACT | Contract | Domain | contract_type | Contract asset maintained under | QLDC
Open Spaces | Sport | Sports_Equipment | Point |  | No | 15 | CONTRACTOR | Contractor | Domain | contractor | Contractors Name | QLDC
Open Spaces | Sport | Sports_Equipment | Point |  | No | 16 | SRVLEV | Service Level | Domain | srv_level | Service level name | QLDC
Open Spaces | Sport | Sports_Equipment | Point |  | No | 17 | SRVLEV | Service Level Description | Domain | srv_level_desc_sequip | Description of service level eg frequency of visits | QLDC
Open Spaces | Sport | Sports_Equipment | Point |  | Yes | 18 | INSTDATE | Install Date | Date | N/A | Date installed | Open
Open Spaces | Sport | Sports_Equipment | Point |  | Yes | 19 | RESCONNM | Resource Consent Number | Text | N/A | Resource consent number if applicable | Open
Open Spaces | Sport | Sports_Equipment | Point |  | Optional | 20 | OREF | Other Reference Number(s) | Text | N/A | Any record numbers relating to asset | Open
Open Spaces | Sport | Sports_Equipment | Point |  | No | 21 | VESTDATE | 224c Date | Date | N/A | Date 224c Signed | QLDC
Open Spaces | Sport | Sports_Equipment | Point |  | No | 22 | HNDOVER | Handover Date | Date | N/A | Date maintenance period ends | QLDC
Open Spaces | Sport | Sports_Equipment | Point |  | Yes | 23 | DATA_SRC | Data Supplied By | Text | N/A | Name and company | Open
Open Spaces | Sport | Sports_Equipment | Point |  | Yes | 24 | DATAMETH | Data Collection Method | Domain | data_method | Data collection method | Open
Open Spaces | Sport | Sports_Equipment | Point |  | No | 25 | CONFID | Data Confidence | Domain | confidence | Data confidence | QLDC
Open Spaces | Sport | Sports_Equipment | Point |  | No | 26 | OLDID | Old Asset ID | Text | N/A | Asset ID from old datasets | QLDC (calculated)
Open Spaces | Sport | Sports_Equipment | Point |  | No | 27 | ASSTAT | Asset Status | Domain | asset_status | Asset status (level 1) | QLDC | In Use
Open Spaces | Sport | Sports_Equipment | Point |  | No | 28 | OPSTAT | Operating Status | Domain | operating_status | Asset operating status (level 2) | QLDC | Online
Open Spaces | Vegetation | Gardens | Polygon | Gardens | Yes | 0
Open Spaces | Vegetation | Gardens | Polygon |  | No | 1 | ASSETID | Asset ID | Text | N/A | Unique ID ("DATASET + OBJECTID") | QLDC (calculated)
Open Spaces | Vegetation | Gardens | Polygon |  | Yes | 2 | SUBTYPE | Garden Type | Domain | garden_subtype | Garden subtype | Open
Open Spaces | Vegetation | Gardens | Polygon |  | Yes | 3 | AREAM2 | Area m2 | Integer | N/A | Area in metres | Open
Open Spaces | Vegetation | Gardens | Polygon |  | Optional | 4 | NOTES | Notes | Text | N/A | Any notes | Open
Open Spaces | Vegetation | Gardens | Polygon |  | No | 5 | COND | Condition | Domain | condition | Latest condition grade | QLDC (calculated)
Open Spaces | Vegetation | Gardens | Polygon |  | No | 6 | CONDDATE | Condition Date | Date | N/A | Date of latest condition grade | QLDC (calculated)
Open Spaces | Vegetation | Gardens | Polygon |  | No | 7 | OWN | Asset Owner | Domain | owner | Who owns the asset? | QLDC | QLDC - Parks
Open Spaces | Vegetation | Gardens | Polygon |  | No | 8 | MNTBYOTR | Maintained by | Text | N/A | Is this asset maintained by others outside of Parks contractors? | QLDC | QLDC - Parks
Open Spaces | Vegetation | Gardens | Polygon |  | No | 9 | SITENME | Site Name | Text | N/A | Name of Park / Reserve / Road from Open Spaces | QLDC (calculated)
Open Spaces | Vegetation | Gardens | Polygon |  | No | 10 | ROAD | Near Road | Text | N/A | Nearest road from Address (Electoral) | QLDC (calculated)
Open Spaces | Vegetation | Gardens | Polygon |  | No | 11 | SUBLOC | Suburb / Locality | Text | N/A | Suburb or locality pulled from Address (Electoral) | QLDC (calculated)
Open Spaces | Vegetation | Gardens | Polygon |  | No | 12 | WARD | Ward | Text | N/A | Ward pulled from LINZ Ward 2019 data | QLDC (calculated)
Open Spaces | Vegetation | Gardens | Polygon |  | No | 13 | NEARADD | Near Address | Text | N/A | Nearest propertry address from Address (Electoral) | QLDC (calculated)
Open Spaces | Vegetation | Gardens | Polygon |  | No | 14 | FLOOD | Flood Risk | Domain | yes_no | Is asset in flood risk area? | QLDC (calculated)
Open Spaces | Vegetation | Gardens | Polygon |  | No | 15 | CONTRACT | Contract | Domain | contract_type | Contract asset maintained under | QLDC
Open Spaces | Vegetation | Gardens | Polygon |  | No | 16 | CONTRACTOR | Contractor | Domain | contractor | Contractors Name | QLDC
Open Spaces | Vegetation | Gardens | Polygon |  | No | 17 | SRVLEV | Service Level | Domain | srv_level | Service level | QLDC
Open Spaces | Vegetation | Gardens | Polygon |  | No | 18 | SLDESC | Service Level Description | Domain | srv_level_desc_garden | Description of service level eg frequency of visits | QLDC
Open Spaces | Vegetation | Gardens | Polygon |  | Yes | 19 | INSTDATE | Install Date | Date | N/A | Date installed | Open
Open Spaces | Vegetation | Gardens | Polygon |  | Yes | 20 | RESCONNM | Resource Consent Number | Text | N/A | Resource consent number if applicable | Open
Open Spaces | Vegetation | Gardens | Polygon |  | Optional | 21 | OREF | Other Reference Number(s) | Text | N/A | Any record numbers relating to asset | Open
Open Spaces | Vegetation | Gardens | Polygon |  | No | 22 | VESTDATE | 224c Date | Date | N/A | Date 224c Signed | QLDC
Open Spaces | Vegetation | Gardens | Polygon |  | No | 23 | HNDOVER | Handover Date | Date | N/A | Date maintenance period ends | QLDC
Open Spaces | Vegetation | Gardens | Polygon |  | Yes | 24 | DATA_SRC | Data Supplied By | Text | N/A | Name and company | Open
Open Spaces | Vegetation | Gardens | Polygon |  | Yes | 25 | DATAMETH | Data Collection Method | Domain | data_method | Data collection method | Open
Open Spaces | Vegetation | Gardens | Polygon |  | No | 26 | CONFID | Data Confidence | Domain | confidence | Data confidence | QLDC
Open Spaces | Vegetation | Gardens | Polygon |  | No | 27 | OLDID | Old Asset ID | Text | N/A | Asset ID from old datasets | QLDC (calculated)
Open Spaces | Vegetation | Gardens | Polygon |  | No | 28 | ASSTAT | Asset Status | Domain | asset_status | Asset status (level 1) | QLDC | In Use
Open Spaces | Vegetation | Gardens | Polygon |  | No | 29 | OPSTAT | Operating Status | Domain | operating_status | Asset operating status (level 2) | QLDC | Open
Open Spaces | Vegetation | Grass | Polygon | Grass/turf from natural to sports fields | Yes | 0
Open Spaces | Vegetation | Grass | Polygon |  | No | 1 | ASSETID | Asset ID | Text | N/A | Unique ID ("DATASET + OBJECTID") | QLDC (calculated)
Open Spaces | Vegetation | Grass | Polygon |  | Yes | 2 | SLOPE | Slope Degrees | Domain | grass_slope | Approximate slope grade of area | Open
Open Spaces | Vegetation | Grass | Polygon |  | Yes | 3 | AREAM2 | Area m2 | Integer | N/A | Area in metres | Open
Open Spaces | Vegetation | Grass | Polygon |  | Yes | 4 | EDGING | Edging | Domain | grass_edging | Type of edging if any | Open
Open Spaces | Vegetation | Grass | Polygon |  | Optional | 5 | NOTES | Notes | Text | N/A | Any notes | Open
Open Spaces | Vegetation | Grass | Polygon |  | No | 6 | COND | Condition | Domain | condition | Latest condition grade | QLDC (calculated)
Open Spaces | Vegetation | Grass | Polygon |  | No | 7 | CONDDATE | Condition Date | Date | N/A | Date of latest condition grade | QLDC (calculated)
Open Spaces | Vegetation | Grass | Polygon |  | No | 8 | OWN | Asset Owner | Domain | owner | Who owns the asset? | QLDC | QLDC - Parks
Open Spaces | Vegetation | Grass | Polygon |  | No | 9 | MNTBYOTR | Maintained by | Text | N/A | Is this asset maintained by others outside of Parks contractors? | QLDC | QLDC - Parks
Open Spaces | Vegetation | Grass | Polygon |  | No | 10 | SITENME | Site Name | Text | N/A | Name of Park / Reserve / Road from Open Spaces | QLDC (calculated)
Open Spaces | Vegetation | Grass | Polygon |  | No | 11 | ROAD | Near Road | Text | N/A | Nearest road from Address (Electoral) | QLDC (calculated)
Open Spaces | Vegetation | Grass | Polygon |  | No | 12 | SUBLOC | Suburb / Locality | Text | N/A | Suburb or locality pulled from Address (Electoral) | QLDC (calculated)
Open Spaces | Vegetation | Grass | Polygon |  | No | 13 | WARD | Ward | Text | N/A | Ward pulled from LINZ Ward 2019 data | QLDC (calculated)
Open Spaces | Vegetation | Grass | Polygon |  | No | 14 | NEARADD | Near Address | Text | N/A | Nearest propertry address from Address (Electoral) | QLDC (calculated)
Open Spaces | Vegetation | Grass | Polygon |  | No | 15 | FLOOD | Flood Risk | Domain | yes_no | Is asset in flood risk area? | QLDC (calculated)
Open Spaces | Vegetation | Grass | Polygon |  | No | 16 | CONTRACT | Contract | Domain | contract_type | Contract asset maintained under | QLDC
Open Spaces | Vegetation | Grass | Polygon |  | No | 17 | CONTRACTOR | Contractor | Domain | contractor | Contractors Name | QLDC
Open Spaces | Vegetation | Grass | Polygon |  | No | 18 | SRVLEV | Service Level | Domain | srv_level | Service level | QLDC
Open Spaces | Vegetation | Grass | Polygon |  | No | 19 | SLDESC | Service Level Description | Domain | srv_level_desc_grass | Description of service level eg frequency of visits | QLDC
Open Spaces | Vegetation | Grass | Polygon |  | Yes | 20 | INSTDATE | Install Date | Date | N/A | Date installed | Open
Open Spaces | Vegetation | Grass | Polygon |  | Yes | 21 | RESCONNM | Resource Consent Number | Text | N/A | Resource consent number if applicable | Open
Open Spaces | Vegetation | Grass | Polygon |  | Optional | 22 | OREF | Other Reference Number(s) | Text | N/A | Any record numbers relating to asset | Open
Open Spaces | Vegetation | Grass | Polygon |  | No | 23 | VESTDATE | 224c Date | Date | N/A | Date 224c Signed | QLDC
Open Spaces | Vegetation | Grass | Polygon |  | No | 24 | HNDOVER | Handover Date | Date | N/A | Date maintenance period ends | QLDC
Open Spaces | Vegetation | Grass | Polygon |  | Yes | 25 | DATA_SRC | Data Supplied By | Text | N/A | Name and company | Open
Open Spaces | Vegetation | Grass | Polygon |  | Yes | 26 | DATAMETH | Data Collection Method | Domain | data_method | Data collection method | Open
Open Spaces | Vegetation | Grass | Polygon |  | No | 27 | CONFID | Data Confidence | Domain | confidence | Data confidence | QLDC
Open Spaces | Vegetation | Grass | Polygon |  | No | 28 | OLDID | Old Asset ID | Text | N/A | Asset ID from old datasets | QLDC (calculated)
Open Spaces | Vegetation | Grass | Polygon |  | No | 29 | ASSTAT | Asset Status | Domain | asset_status | Asset status (level 1) | QLDC | In Use
Open Spaces | Vegetation | Grass | Polygon |  | No | 30 | OPSTAT | Operating Status | Domain | operating_status | Asset operating status (level 2) | QLDC | Open
Open Spaces | Vegetation | Hedges | Line | Hedges | Yes | 0
Open Spaces | Vegetation | Hedges | Line |  | No | 1 | ASSETID | Asset ID | Text | N/A | Unique ID ("DATASET + OBJECTID") | QLDC (calculated)
Open Spaces | Vegetation | Hedges | Line |  | Yes | 2 | SPECIES | Species | Domain | hedge_species | Hedge species | Open
Open Spaces | Vegetation | Hedges | Line |  | Yes | 3 | INSTDATE | Date Planted | Date | N/A | Date hedge planted | Open
Open Spaces | Vegetation | Hedges | Line |  | Yes | 4 | LENGTHM | Length m | Integer | N/A | length in metres | Open
Open Spaces | Vegetation | Hedges | Line |  | Yes | 5 | LENCAT | Length Category | Domain | hedge_length_cat | Length category | Open
Open Spaces | Vegetation | Hedges | Line |  | Yes | 6 | HEIGHTM | Height m | Integer | N/A | Height in metres | Open
Open Spaces | Vegetation | Hedges | Line |  | Yes | 7 | HIGHCAT | Height Category | Domain | hedge_height_cat | Height category | Open
Open Spaces | Vegetation | Hedges | Line |  | Yes | 8 | CUTBOTH | Cut Both Sides | Domain | yes_no | Are both sides required to be maintained? | Open
Open Spaces | Vegetation | Hedges | Line |  | Optional | 9 | NOTES | Notes | Text | N/A | Any notes | Open
Open Spaces | Vegetation | Hedges | Line |  | No | 10 | COND | Condition | Domain | condition | Latest condition grade | QLDC (calculated)
Open Spaces | Vegetation | Hedges | Line |  | No | 11 | CONDDATE | Condition Date | Date | N/A | Date of latest condition grade | QLDC (calculated)
Open Spaces | Vegetation | Hedges | Line |  | No | 12 | OWN | Asset Owner | Domain | owner | Who owns the asset? | QLDC | QLDC - Parks
Open Spaces | Vegetation | Hedges | Line |  | No | 13 | MNTBYOTR | Maintained by | Text | N/A | Is this asset maintained by others outside of Parks contractors? | QLDC | QLDC - Parks
Open Spaces | Vegetation | Hedges | Line |  | No | 14 | SITENME | Site Name | Text | N/A | Name of Park / Reserve / Road from Open Spaces | QLDC (calculated)
Open Spaces | Vegetation | Hedges | Line |  | No | 15 | ROAD | Near Road | Text | N/A | Nearest road from Address (Electoral) | QLDC (calculated)
Open Spaces | Vegetation | Hedges | Line |  | No | 16 | SUBLOC | Suburb / Locality | Text | N/A | Suburb or locality pulled from Address (Electoral) | QLDC (calculated)
Open Spaces | Vegetation | Hedges | Line |  | No | 17 | WARD | Ward | Text | N/A | Ward pulled from LINZ Ward 2019 data | QLDC (calculated)
Open Spaces | Vegetation | Hedges | Line |  | No | 18 | NEARADD | Near Address | Text | N/A | Nearest propertry address from Address (Electoral) | QLDC (calculated)
Open Spaces | Vegetation | Hedges | Line |  | No | 19 | FLOOD | Flood Risk | Domain | yes_no | Is asset in flood risk area? | QLDC (calculated)
Open Spaces | Vegetation | Hedges | Line |  | No | 20 | CONTRACT | Contract | Domain | contract_type | Contract asset maintained under | QLDC
Open Spaces | Vegetation | Hedges | Line |  | No | 21 | CONTRACTOR | Contractor | Domain | contractor | Contractors Name | QLDC
Open Spaces | Vegetation | Hedges | Line |  | No | 22 | SRVLEV | Service Level | Domain | srv_level | Service level | QLDC | Asset Standard
Open Spaces | Vegetation | Hedges | Line |  | No | 23 | SLDESC | Service Level Description | Domain | srv_level_desc_hedge | Description of service level eg frequency of visits | QLDC | 2 visits per annum
Open Spaces | Vegetation | Hedges | Line |  | Yes | 24 | RESCONNM | Resource Consent Number | Text | N/A | Resource consent number if applicable | Open
Open Spaces | Vegetation | Hedges | Line |  | Optional | 25 | OREF | Other Reference Number(s) | Text | N/A | Any record numbers relating to asset | Open
Open Spaces | Vegetation | Hedges | Line |  | No | 26 | VESTDATE | 224c Date | Date | N/A | Date 224c Signed | QLDC
Open Spaces | Vegetation | Hedges | Line |  | No | 27 | HNDOVER | Handover Date | Date | N/A | Date maintenance period ends | QLDC
Open Spaces | Vegetation | Hedges | Line |  | Yes | 28 | DATA_SRC | Data Supplied By | Text | N/A | Name and company | Open
Open Spaces | Vegetation | Hedges | Line |  | Yes | 29 | DATAMETH | Data Collection Method | Domain | data_method | Data collection method | Open
Open Spaces | Vegetation | Hedges | Line |  | No | 30 | CONFID | Data Confidence | Domain | confidence | Data confidence | QLDC
Open Spaces | Vegetation | Hedges | Line |  | No | 31 | OLDID | Old Asset ID | Text | N/A | Asset ID from old datasets | QLDC (calculated)
Open Spaces | Vegetation | Hedges | Line |  | No | 32 | ASSTAT | Asset Status | Domain | asset_status | Asset status (level 1) | QLDC | In Use
Open Spaces | Vegetation | Natural/Bush Areas | Polygon | Natural/bush areas including establishing rehabilitation sites | Yes | 0
Open Spaces | Vegetation | Natural/Bush Areas | Polygon |  | No | 1 | ASSETID | Asset ID | Text | N/A | Unique ID ("DATASET + OBJECTID") | QLDC (calculated)
Open Spaces | Vegetation | Natural/Bush Areas | Polygon |  | Yes | 2 | SUBTYPE | Natural/Bush Type | Domain | naturalbush_subtype | Natural/Bush subtype | Open
Open Spaces | Vegetation | Natural/Bush Areas | Polygon |  | Yes | 3 | AREAM2 | Area m2 | Integer | N/A | Area in metres | Open
Open Spaces | Vegetation | Natural/Bush Areas | Polygon |  | Optional | 4 | NOTES | Notes | Text | N/A | Any notes | Open
Open Spaces | Vegetation | Natural/Bush Areas | Polygon |  | No | 5 | COND | Condition | Domain | condition | Latest condition grade | QLDC (calculated)
Open Spaces | Vegetation | Natural/Bush Areas | Polygon |  | No | 6 | CONDDATE | Condition Date | Date | N/A | Date of latest condition grade | QLDC (calculated)
Open Spaces | Vegetation | Natural/Bush Areas | Polygon |  | No | 7 | OWN | Asset Owner | Domain | owner | Who owns the asset? | QLDC | QLDC - Parks
Open Spaces | Vegetation | Natural/Bush Areas | Polygon |  | No | 8 | MNTBYOTR | Maintained by | Text | N/A | Is this asset maintained by others outside of Parks contractors? | QLDC | QLDC - Parks
Open Spaces | Vegetation | Natural/Bush Areas | Polygon |  | No | 9 | SITENME | Site Name | Text | N/A | Name of Park / Reserve / Road from Open Spaces | QLDC (calculated)
Open Spaces | Vegetation | Natural/Bush Areas | Polygon |  | No | 10 | ROAD | Near Road | Text | N/A | Nearest road from Address (Electoral) | QLDC (calculated)
Open Spaces | Vegetation | Natural/Bush Areas | Polygon |  | No | 11 | SUBLOC | Suburb / Locality | Text | N/A | Suburb or locality pulled from Address (Electoral) | QLDC (calculated)
Open Spaces | Vegetation | Natural/Bush Areas | Polygon |  | No | 12 | WARD | Ward | Text | N/A | Ward pulled from LINZ Ward 2019 data | QLDC (calculated)
Open Spaces | Vegetation | Natural/Bush Areas | Polygon |  | No | 13 | NEARADD | Near Address | Text | N/A | Nearest propertry address from Address (Electoral) | QLDC (calculated)
Open Spaces | Vegetation | Natural/Bush Areas | Polygon |  | No | 14 | FLOOD | Flood Risk | Domain | yes_no | Is asset in flood risk area? | QLDC (calculated)
Open Spaces | Vegetation | Natural/Bush Areas | Polygon |  | No | 15 | CONTRACT | Contract | Domain | contract_type | Contract asset maintained under | QLDC
Open Spaces | Vegetation | Natural/Bush Areas | Polygon |  | No | 16 | CONTRACTOR | Contractor | Domain | contractor | Contractors Name | QLDC
Open Spaces | Vegetation | Natural/Bush Areas | Polygon |  | No | 17 | SRVLEV | Service Level | Domain | srv_level | Service level | QLDC
Open Spaces | Vegetation | Natural/Bush Areas | Polygon |  | No | 18 | SLDESC | Service Level Description | Domain | srv_level_desc_garden | Description of service level eg frequency of visits | QLDC
Open Spaces | Vegetation | Natural/Bush Areas | Polygon |  | Yes | 19 | INSTDATE | Install Date | Date | N/A | Date installed | Open
Open Spaces | Vegetation | Natural/Bush Areas | Polygon |  | Yes | 20 | RESCONNM | Resource Consent Number | Text | N/A | Resource consent number if applicable | Open
Open Spaces | Vegetation | Natural/Bush Areas | Polygon |  | Optional | 21 | OREF | Other Reference Number(s) | Text | N/A | Any record numbers relating to asset | Open
Open Spaces | Vegetation | Natural/Bush Areas | Polygon |  | No | 22 | VESTDATE | 224c Date | Date | N/A | Date 224c Signed | QLDC
Open Spaces | Vegetation | Natural/Bush Areas | Polygon |  | No | 23 | HNDOVER | Handover Date | Date | N/A | Date maintenance period ends | QLDC
Open Spaces | Vegetation | Natural/Bush Areas | Polygon |  | Yes | 24 | DATA_SRC | Data Supplied By | Text | N/A | Name and company | Open
Open Spaces | Vegetation | Natural/Bush Areas | Polygon |  | Yes | 25 | DATAMETH | Data Collection Method | Domain | data_method | Data collection method | Open
Open Spaces | Vegetation | Natural/Bush Areas | Polygon |  | No | 26 | CONFID | Data Confidence | Domain | confidence | Data confidence | QLDC
Open Spaces | Vegetation | Natural/Bush Areas | Polygon |  | No | 27 | OLDID | Old Asset ID | Text | N/A | Asset ID from old datasets | QLDC (calculated)
Open Spaces | Vegetation | Natural/Bush Areas | Polygon |  | No | 28 | ASSTAT | Asset Status | Domain | asset_status | Asset status (level 1) | QLDC | In Use
Open Spaces | Vegetation | Natural/Bush Areas | Polygon |  | No | 29 | OPSTAT | Operating Status | Domain | operating_status | Asset operating status (level 2) | QLDC | Open
Open Spaces | Vegetation | Trees | Point | Park trees, Street trees, Trail trees | Yes | 0
Open Spaces | Vegetation | Trees | Point |  | No | 1 | ASSETID | Asset ID | Text | N/A | Unique ID ("TREE + OBJECTID") | Attribute Script
Open Spaces | Vegetation | Trees | Point |  | No | 2 | DISPTREE | District Plan Tree Reference Number | Text | N/A | Tree reference number if in district plan | Open | N/A
Open Spaces | Vegetation | Trees | Point |  | No | 3 | FULCRUM | Fulcrum ID | Text | N/A | Fulcrum ID | Open
Open Spaces | Vegetation | Trees | Point |  | Yes | 4 | SUBTYPE | Tree Subtype | Text | tree_subtype | Tree location/type eg street/park/trail | Open
Open Spaces | Vegetation | Trees | Point |  | Yes | 5 | TREENME | Combined Name | Domain | tree_names | Scientific and common names | Open
Open Spaces | Vegetation | Trees | Point |  | Yes | 6 | PLANTED | Date Planted | Date | N/A | Date tree planted | Open
Open Spaces | Vegetation | Trees | Point |  | Yes | 7 | NUMB | Number of Trees | Integer | N/A | Number of trees in group | Open | 1
Open Spaces | Vegetation | Trees | Point |  | Yes | 8 | MEM | Memorial Planting | Domain | yes_no | Is tree a memorial planting? | Open | No
Open Spaces | Vegetation | Trees | Point |  | Yes | 9 | SIZECLASS | Size Class | Domain | tree_size_class | Current size class of tree | Open
Open Spaces | Vegetation | Trees | Point |  | Yes | 10 | AGECLASS | Age Class | Domain | tree_age_class | Current age class of tree | Open
Open Spaces | Vegetation | Trees | Point |  | Yes | 11 | GIRTH | Girth (cm) | Integer | N/A | Girth of tree in cm | Open
Open Spaces | Vegetation | Trees | Point |  | Yes | 12 | CROWNRAD | Crown Radius (m) | Integer | N/A | Crown radius in m | Open
Open Spaces | Vegetation | Trees | Point |  | Yes | 13 | ROOTENV | Rooting Environment | Domain | tree_root_enviro | Rooting environment of tree | Open
Open Spaces | Vegetation | Trees | Point |  | Yes | 14 | TREEMULCH | Mulch | Domain | tree_mulch | Type of mulch | Open
Open Spaces | Vegetation | Trees | Point |  | Yes | 15 | TREESUP | Tree Support | Domain | tree_support | Tree support type | Open
Open Spaces | Vegetation | Trees | Point |  | No | 16 | POWERLN | Power Lines Present (within 4m) | Domain | tree_pwr_lines | Predefined values | Open
Open Spaces | Vegetation | Trees | Point |  | No | 17 | ERZONE | Power Zone | Domain | tree_pwr_zones | Predefined values | Open | None
Open Spaces | Vegetation | Trees | Point |  | Optional | 18 | NOTES | Notes | Text | N/A | Any notes | Open
Open Spaces | Vegetation | Trees | Point |  | No | 19 | COND | Condition | Domain | condition | Latest VTA condition grade pulled from Survey123 | Attribute Script
Open Spaces | Vegetation | Trees | Point |  | No | 20 | CONDATE | Condition Date | Date | N/A | Date of latest VTA condition grade pulled from Survey123 | Attribute Script
Open Spaces | Vegetation | Trees | Point |  | No | 21 | RISK | Risk | Domain | tree_risk | Latest QTRA result pulled from Survey123 | Attribute Script
Open Spaces | Vegetation | Trees | Point |  | No | 22 | RISKDATE | Risk Date | Date | N/A | Date of latest QTRA pulled from Survey123 | Attribute Script
Open Spaces | Vegetation | Trees | Point |  | No | 23 | OWN | Asset Owner | Domain | owner | Who owns the asset? | QLDC | QLDC - Parks
Open Spaces | Vegetation | Trees | Point |  | No | 24 | MNTBYOTR | Maintained by | Text | N/A | Is this asset maintained by others outside of Parks contractors? | QLDC | QLDC - Parks
Open Spaces | Vegetation | Trees | Point |  | No | 25 | SITENME | Site Name | Text | N/A | Name of Park / Reserve from Open Spaces layer, or Street from RAMM carriageway (for Street Trees) | Attribute Script
Open Spaces | Vegetation | Trees | Point |  | No | 26 | ROAD | Near Road | Text | N/A | Nearest road from RAMM carriageway | Attribute Script
Open Spaces | Vegetation | Trees | Point |  | No | 27 | SUBLOC | Suburb / Locality | Text | N/A | Suburb or locality pulled from Addresses layer | Attribute Script
Open Spaces | Vegetation | Trees | Point |  | No | 28 | WARD | Ward | Text | N/A | Ward pulled from LINZ Ward data | Attribute Script
Open Spaces | Vegetation | Trees | Point |  | No | 29 | NEARADD | Street Address | Text | N/A | Nearest address calculated from Addresses layer | Attribute Script
Open Spaces | Vegetation | Trees | Point |  | No | 30 | FLOOD | Flood Risk | Domain | yes_no | Is asset in flood risk area? Calculated from Flood risk layer | Attribute Script
Open Spaces | Vegetation | Trees | Point |  | No | 31 | CONTRACT | Contract | Domain | contract_type | Contract asset maintained under | QLDC
Open Spaces | Vegetation | Trees | Point |  | No | 32 | CONTRACTOR | Contractor | Domain | contractor | Contractors Name | QLDC
Open Spaces | Vegetation | Trees | Point |  | No | 33 | SRVLEV | Service Level | Domain | srv_level | Service level name | QLDC | Asset Standard
Open Spaces | Vegetation | Trees | Point |  | No | 34 | SLDESC | Service Level Description | Domain | srv_level_desc_trees | Description of service level eg frequency of visits | QLDC | Every 3 years
Open Spaces | Vegetation | Trees | Point |  | Yes | 35 | RESCONNM | Resource Consent Number | Text | N/A | Resource consent number if applicable | Open
Open Spaces | Vegetation | Trees | Point |  | Optional | 36 | OREF | Other Reference Number(s) | Text | N/A | Any record numbers relating to asset | Open
Open Spaces | Vegetation | Trees | Point |  | No | 37 | VESTDATE | 224c Date | Date | N/A | Date 224c Signed | QLDC
Open Spaces | Vegetation | Trees | Point |  | No | 38 | HNDOVER | Handover Date | Date | N/A | Date maintenance period ends | QLDC
Open Spaces | Vegetation | Trees | Point |  | Yes | 39 | DATA_SRC | Data Supplied By | Text | N/A | Name and company | Open
Open Spaces | Vegetation | Trees | Point |  | Yes | 40 | DATAMETH | Data Collection Method | Domain | data_method | Data collection method | Open
Open Spaces | Vegetation | Trees | Point |  | No | 41 | CONFID | Data Confidence | Domain | confidence | Data confidence | QLDC
Open Spaces | Vegetation | Trees | Point |  | No | 42 | OLDSTNME | Old Site Name | Text | N/A | Site Name from old datasets | QLDC
Open Spaces | Vegetation | Trees | Point |  | No | 43 | OLDID | Old Asset ID | Text | N/A | Asset ID from old datasets | QLDC
Open Spaces | Vegetation | Trees | Point |  | No | 44 | ASSTAT | Asset Status | Domain | asset_status | Asset status | QLDC | In Use
Open Spaces | Vegetation | Trees_Poly | Polygon | Forests, clusters of trees | Yes | 0
Open Spaces | Vegetation | Trees_Poly | Polygon |  | No | 1 | ASSETID | Asset ID | Text | N/A | Unique ID ("DATASET + OBJECTID") | QLDC (calculated)
Open Spaces | Vegetation | Trees_Poly | Polygon |  | No | 2 | DISPTREE | District Plan Reference Number | Text | N/A | Tree reference number if in district plan | Open | N/A
Open Spaces | Vegetation | Trees_Poly | Polygon |  | No | 3 | FULCRUM | Fulcrum ID | Text | N/A | Fulcrum ID | Open
Open Spaces | Vegetation | Trees_Poly | Polygon |  | Yes | 4 | SUBTYPE | Tree Subtype | Text | tree_subtype | Tree location/type eg street/park/track tree | Open
Open Spaces | Vegetation | Trees_Poly | Polygon |  | Yes | 5 | TREENME | Combined Name | Text | N/A | Scientific and common names | Open
Open Spaces | Vegetation | Trees_Poly | Polygon |  | Yes | 6 | PLANTED | Date Planted | Date | N/A | Date tree planted | Open
Open Spaces | Vegetation | Trees_Poly | Polygon |  | Yes | 7 | NUMB | Number of Trees | Integer | N/A | Number of trees in group | Open
Open Spaces | Vegetation | Trees_Poly | Polygon |  | Optional | 8 | NOTES | Notes | Text | N/A | Any notes | Open
Open Spaces | Vegetation | Trees_Poly | Polygon |  | No | 9 | COND | Condition | Domain | condition | Latest condition grade pulled from Survey123 | QLDC (calculated)
Open Spaces | Vegetation | Trees_Poly | Polygon |  | No | 10 | CONDDATE | Condition Date | Date | N/A | Date of latest condition grade pulled from Survey123 | QLDC (calculated)
Open Spaces | Vegetation | Trees_Poly | Polygon |  | No | 11 | OWN | Asset Owner | Domain | owner | Who owns the asset? | QLDC | QLDC - Parks
Open Spaces | Vegetation | Trees_Poly | Polygon |  | No | 12 | MNTBYOTR | Maintained by | Text | N/A | Is this asset maintained by others outside of Parks contractors? | QLDC | QLDC - Parks
Open Spaces | Vegetation | Trees_Poly | Polygon |  | No | 13 | SITENME | Site Name | Text | N/A | Name of Park / Reserve / Road from Open Spaces | QLDC (calculated)
Open Spaces | Vegetation | Trees_Poly | Polygon |  | No | 14 | ROAD | Near Road | Text | N/A | Nearest road from RAMM carriageway | QLDC (calculated)
Open Spaces | Vegetation | Trees_Poly | Polygon |  | No | 15 | SUBLOC | Suburb / Locality | Text | N/A | Suburb or locality pulled from Addresses layer | QLDC (calculated)
Open Spaces | Vegetation | Trees_Poly | Polygon |  | No | 16 | WARD | Ward | Text | N/A | Ward pulled from LINZ Ward data | QLDC (calculated)
Open Spaces | Vegetation | Trees_Poly | Polygon |  | No | 17 | NEARADD | Near Address | Text | N/A | Nearest address calculated from Addresses layer | QLDC (calculated)
Open Spaces | Vegetation | Trees_Poly | Polygon |  | No | 18 | FLOOD | Flood Risk | Domain | yes_no | Is asset in flood risk area? Calculated from Flood risk layer | QLDC (calculated)
Open Spaces | Vegetation | Trees_Poly | Polygon |  | No | 19 | CONTRACT | Contract | Domain | contract_type | Contract asset maintained under | QLDC
Open Spaces | Vegetation | Trees_Poly | Polygon |  | No | 20 | CONTRACTOR | Contractor | Domain | contractor | Contractors Name | QLDC
Open Spaces | Vegetation | Trees_Poly | Polygon |  | No | 21 | SRVLEV | Service Level | Domain | srv_level | Service level name | QLDC | Asset Standard
Open Spaces | Vegetation | Trees_Poly | Polygon |  | No | 22 | SLDESC | Service Level Description | Domain | srv_level_desc_trees | Description of service level eg frequency of visits | QLDC | Every 3 years
Open Spaces | Vegetation | Trees_Poly | Polygon |  | No | 23 | S_SRVLEV | Special Service Level | Text | N/A | Input NTC # outlining the special service request specific to this asset | QLDC
Open Spaces | Vegetation | Trees_Poly | Polygon |  | Yes | 24 | RESCONNM | Resource Consent Number | Text | N/A | Resource consent number if applicable | Open
Open Spaces | Vegetation | Trees_Poly | Polygon |  | Optional | 25 | OREF | Other Reference Number(s) | Text | N/A | Any record numbers relating to asset | Open
Open Spaces | Vegetation | Trees_Poly | Polygon |  | No | 26 | VESTDATE | 224c Date | Date | N/A | Date 224c Signed | QLDC
Open Spaces | Vegetation | Trees_Poly | Polygon |  | No | 27 | HNDOVER | Handover Date | Date | N/A | Date maintenance period ends | QLDC
Open Spaces | Vegetation | Trees_Poly | Polygon |  | Yes | 28 | DATA_SRC | Data Supplied By | Text | N/A | Name and company | Open
Open Spaces | Vegetation | Trees_Poly | Polygon |  | Yes | 29 | DATAMETH | Data Collection Method | Domain | data_method | Data collection method | Open
Open Spaces | Vegetation | Trees_Poly | Polygon |  | No | 30 | CONFID | Data Confidence | Domain | confidence | Data confidence | QLDC
Open Spaces | Vegetation | Trees_Poly | Polygon |  | No | 31 | OLDID | Old Asset ID | Text | N/A | Asset ID from old datasets | QLDC (calculated)
Open Spaces | Vegetation | Trees_Poly | Polygon |  | No | 32 | ASSTAT | Asset Status | Domain | asset_status | Asset status | QLDC | In Use
Open Spaces | zzNONE | BBQ | Point | BBQs | Yes | 0
Open Spaces | zzNONE | BBQ | Point |  | No | 1 | ASSETID | Asset ID | Text | N/A | Unique ID ("DATASET + OBJECTID") | QLDC (calculated)
Open Spaces | zzNONE | BBQ | Point |  | Yes | 2 | MANUF | Manufacturer | Domain | manufacturer | Manufacturer | Open
Open Spaces | zzNONE | BBQ | Point |  | Yes | 3 | PRODUCT | Product Code | Text | N/A | Product code | Open
Open Spaces | zzNONE | BBQ | Point |  | Yes | 4 | BURNNM | Burners | Domain | number | Number of cooking elements | Open
Open Spaces | zzNONE | BBQ | Point |  | Yes | 5 | FUEL | Fuel | Domain | bbq_fuel | Fuel type | Open
Open Spaces | zzNONE | BBQ | Point |  | Yes | 6 | CABMAT | Cabinet Material | Domain | bbq_cabinet | Cabinet material | Open
Open Spaces | zzNONE | BBQ | Point |  | Yes | 7 | SERVTAP | Service Tap | Domain | service_tap | Is there a service tap and location | Open
Open Spaces | zzNONE | BBQ | Point |  | Optional | 8 | NOTES | Notes | Text | N/A | Any notes | Open
Open Spaces | zzNONE | BBQ | Point |  | No | 9 | COND | Condition | Domain | condition | Latest condition grade | QLDC (calculated)
Open Spaces | zzNONE | BBQ | Point |  | No | 10 | CONDDATE | Condition Date | Date | N/A | Date of latest condition grade | QLDC (calculated)
Open Spaces | zzNONE | BBQ | Point |  | No | 11 | OWN | Asset Owner | Domain | owner | Who owns the asset? | QLDC | QLDC - Parks
Open Spaces | zzNONE | BBQ | Point |  | No | 12 | MNTBYOTR | Maintained by | Text | N/A | Is this asset maintained by others outside of Parks contractors? | QLDC | QLDC - Parks
Open Spaces | zzNONE | BBQ | Point |  | No | 13 | SITENME | Site Name | Text | N/A | Name of Park / Reserve / Road from Open Spaces | QLDC (calculated)
Open Spaces | zzNONE | BBQ | Point |  | No | 14 | ROAD | Near Road | Text | N/A | Nearest road from Address (Electoral) | QLDC (calculated)
Open Spaces | zzNONE | BBQ | Point |  | No | 15 | SUBLOC | Suburb / Locality | Text | N/A | Suburb or locality pulled from Address (Electoral) | QLDC (calculated)
Open Spaces | zzNONE | BBQ | Point |  | No | 16 | WARD | Ward | Text | N/A | Ward pulled from LINZ Ward 2019 data | QLDC (calculated)
Open Spaces | zzNONE | BBQ | Point |  | No | 17 | NEARADD | Near Address | Text | N/A | Nearest propertry address from Address (Electoral) | QLDC (calculated)
Open Spaces | zzNONE | BBQ | Point |  | No | 18 | FLOOD | Flood Risk | Domain | yes_no | Is asset in flood risk area? | QLDC (calculated)
Open Spaces | zzNONE | BBQ | Point |  | No | 19 | CONTRACT | Contract | Domain | contract_type | Contract asset maintained under | QLDC
Open Spaces | zzNONE | BBQ | Point |  | No | 20 | CONTRACTOR | Contractor | Domain | contractor | Contractors Name | QLDC
Open Spaces | zzNONE | BBQ | Point |  | No | 21 | SRVLEV | Service Level | Domain | srv_level | Service level name | QLDC
Open Spaces | zzNONE | BBQ | Point |  | No | 22 | SRVLEV | Service Level Description | Domain | srv_level_desc_bbq | Description of service level eg frequency of visits | QLDC
Open Spaces | zzNONE | BBQ | Point |  | Yes | 23 | INSTDATE | Install Date | Date | N/A | Date installed | Open
Open Spaces | zzNONE | BBQ | Point |  | Yes | 24 | RESCONNM | Resource Consent Number | Text | N/A | Resource consent number if applicable | Open
Open Spaces | zzNONE | BBQ | Point |  | Optional | 25 | OREF | Other Reference Number(s) | Text | N/A | Any record numbers relating to asset | Open
Open Spaces | zzNONE | BBQ | Point |  | No | 26 | VESTDATE | 224c Date | Date | N/A | Date 224c Signed | QLDC
Open Spaces | zzNONE | BBQ | Point |  | No | 27 | HNDOVER | Handover Date | Date | N/A | Date maintenance period ends | QLDC
Open Spaces | zzNONE | BBQ | Point |  | Yes | 28 | DATA_SRC | Data Supplied By | Text | N/A | Name and company | Open
Open Spaces | zzNONE | BBQ | Point |  | Yes | 29 | DATAMETH | Data Collection Method | Domain | data_method | Data collection method | Open
Open Spaces | zzNONE | BBQ | Point |  | No | 30 | CONFID | Data Confidence | Domain | confidence | Data confidence | QLDC
Open Spaces | zzNONE | BBQ | Point |  | No | 31 | OLDID | Old Asset ID | Text | N/A | Asset ID from old datasets | QLDC (calculated)
Open Spaces | zzNONE | BBQ | Point |  | No | 32 | ASSTAT | Asset Status | Domain | asset_status | Asset status (level 1) | QLDC | In Use
Open Spaces | zzNONE | BBQ | Point |  | No | 33 | OPSTAT | Operating Status | Domain | operating_status | Asset operating status (level 2) | QLDC | On
Open Spaces | zzNONE | Carparks | Polygon | All carparks and vehicle accessways for the purpose of the adjoining park or reserve. Includes street parking. | Yes | 0
Open Spaces | zzNONE | Carparks | Polygon |  | No | 1 | ASSETID | Asset ID | Text | N/A | Unique ID ("DATASET + OBJECTID") | QLDC (calculated)
Open Spaces | zzNONE | Carparks | Polygon |  | Yes | 2 | SURFACE | Surface | Domain | surface_carparks | Surface material | Open
Open Spaces | zzNONE | Carparks | Polygon |  | Yes | 3 | AREAM2 | Area m2 | Integer | N/A | Area in metres | Open
Open Spaces | zzNONE | Carparks | Polygon |  | Yes | 4 | PARKINGCAP | Standard Vehicle Capacity | Integer | N/A | Standard vehicle parking capacity | Open
Open Spaces | zzNONE | Carparks | Polygon |  | Yes | 5 | LRGCAP | Large Vehicle Capacity | Integer | N/A | Large vehicle parking capacity | Open
Open Spaces | zzNONE | Carparks | Polygon |  | Yes | 6 | ACCESSCAP | Accessible Vehicle Capacity | Integer | N/A | Accessible vehicle parking capacity | Open
Open Spaces | zzNONE | Carparks | Polygon |  | Optional | 5 | NOTES | Notes | Text | N/A | Any notes | Open
Open Spaces | zzNONE | Carparks | Polygon |  | No | 6 | COND | Condition | Domain | condition | Latest condition grade | QLDC (calculated)
Open Spaces | zzNONE | Carparks | Polygon |  | No | 7 | CONDDATE | Condition Date | Date | N/A | Date of latest condition grade | QLDC (calculated)
Open Spaces | zzNONE | Carparks | Polygon |  | No | 8 | OWN | Asset Owner | Domain | owner | Who owns the asset? | QLDC | QLDC - Parks
Open Spaces | zzNONE | Carparks | Polygon |  | No | 9 | MNTBYOTR | Maintained by | Text | N/A | Is this asset maintained by others outside of Parks contractors? | QLDC | QLDC - Parks
Open Spaces | zzNONE | Carparks | Polygon |  | No | 10 | SITENME | Site Name | Text | N/A | Name of Park / Reserve / Road from Open Spaces | QLDC (calculated)
Open Spaces | zzNONE | Carparks | Polygon |  | No | 11 | ROAD | Near Road | Text | N/A | Nearest road from Address (Electoral) | QLDC (calculated)
Open Spaces | zzNONE | Carparks | Polygon |  | No | 12 | SUBLOC | Suburb / Locality | Text | N/A | Suburb or locality pulled from Address (Electoral) | QLDC (calculated)
Open Spaces | zzNONE | Carparks | Polygon |  | No | 13 | WARD | Ward | Text | N/A | Ward pulled from LINZ Ward 2019 data | QLDC (calculated)
Open Spaces | zzNONE | Carparks | Polygon |  | No | 14 | NEARADD | Near Address | Text | N/A | Nearest propertry address from Address (Electoral) | QLDC (calculated)
Open Spaces | zzNONE | Carparks | Polygon |  | No | 15 | FLOOD | Flood Risk | Domain | yes_no | Is asset in flood risk area? | QLDC (calculated)
Open Spaces | zzNONE | Carparks | Polygon |  | No | 16 | CONTRACT | Contract | Domain | contract_type | Contract asset maintained under | QLDC
Open Spaces | zzNONE | Carparks | Polygon |  | No | 17 | CONTRACTOR | Contractor | Domain | contractor | Contractors Name | QLDC
Open Spaces | zzNONE | Carparks | Polygon |  | No | 18 | SRVLEV | Service Level | Domain | srv_level | Service level name | QLDC
Open Spaces | zzNONE | Carparks | Polygon |  | No | 19 | SRVLEV | Service Level Description | Domain | srv_level_desc_carpark | Description of service level eg frequency of visits | QLDC
Open Spaces | zzNONE | Carparks | Polygon |  | Yes | 21 | INSTDATE | Install Date | Date | N/A | Date installed | Open
Open Spaces | zzNONE | Carparks | Polygon |  | Yes | 22 | RESCONNM | Resource Consent Number | Text | N/A | Resource consent number if applicable | Open
Open Spaces | zzNONE | Carparks | Polygon |  | Optional | 23 | OREF | Other Reference Number(s) | Text | N/A | Any record numbers relating to asset | Open
Open Spaces | zzNONE | Carparks | Polygon |  | No | 24 | VESTDATE | 224c Date | Date | N/A | Date 224c Signed | QLDC
Open Spaces | zzNONE | Carparks | Polygon |  | No | 25 | HNDOVER | Handover Date | Date | N/A | Date maintenance period ends | QLDC
Open Spaces | zzNONE | Carparks | Polygon |  | Yes | 26 | DATA_SRC | Data Supplied By | Text | N/A | Name and company | Open
Open Spaces | zzNONE | Carparks | Polygon |  | Yes | 27 | DATAMETH | Data Collection Method | Domain | data_method | Data collection method | Open
Open Spaces | zzNONE | Carparks | Polygon |  | No | 28 | CONFID | Data Confidence | Domain | confidence | Data confidence | QLDC
Open Spaces | zzNONE | Carparks | Polygon |  | No | 29 | OLDID | Old Asset ID | Text | N/A | Asset ID from old datasets | QLDC (calculated)
Open Spaces | zzNONE | Carparks | Polygon |  | No | 30 | ASSTAT | Asset Status | Domain | asset_status | Asset status (level 1) | QLDC | In Use
Open Spaces | zzNONE | Carparks | Polygon |  | No | 31 | OPSTAT | Operating Status | Domain | operating_status | Asset operating status (level 2) | QLDC | Open
Open Spaces | zzNONE | Services | Point | Services in reserves only - Power outlets, septic tanks, stormwater sumps (mudtanks), water pumps, water taps. Usually an underlying Three Waters or Aurora asset | Yes | 0
Open Spaces | zzNONE | Services | Point | ALL SUBTYPES | No | 1 | ASSETID | Asset ID | Text | N/A | Unique ID ("DATASET + OBJECTID") | QLDC (calculated)
Open Spaces | zzNONE | Services | Point | ALL SUBTYPES | Yes | 2 | SUBTYPE | Service Subtype | Domain | subtype_services | Power subtype | Open
Open Spaces | zzNONE | Services | Point | ALL SUBTYPES | No | 3 | UNDERASSID | Underlying Asset ID | Text | N/A | 3 Waters/Aurora ID | QLDC
Open Spaces | zzNONE | Services | Point | Power | Yes | 4 | PWRSUB | Power Type | Domain | power_subtype | Power subtype | Open
Open Spaces | zzNONE | Services | Point | Power | Yes | 5 | OUTLETNO | Number of power outlets | Domain | number | Number of power outlets | Open
Open Spaces | zzNONE | Services | Point | Water_Tap | Yes | 6 | TAPNO | Number of taps | Domain | number | Number of tap outlets | Open
Open Spaces | zzNONE | Services | Point | Power | Yes | 7 | LOCK | Lock Type | Domain | lock_type | Lock type if any | Open
Open Spaces | zzNONE | Services | Point | ALL SUBTYPES | Optional | 8 | NOTES | Notes | Text | N/A | Any notes | Open
Open Spaces | zzNONE | Services | Point | ALL SUBTYPES | No | 9 | COND | Condition | Domain | condition | Latest condition grade | QLDC (calculated)
Open Spaces | zzNONE | Services | Point | ALL SUBTYPES | No | 10 | CONDDATE | Condition Date | Date | N/A | Date of latest condition grade | QLDC (calculated)
Open Spaces | zzNONE | Services | Point | ALL SUBTYPES | No | 11 | OWN | Asset Owner | Domain | owner | Who owns the asset? | QLDC | QLDC - Parks
Open Spaces | zzNONE | Services | Point | ALL SUBTYPES | No | 12 | MNTBYOTR | Maintained by | Text | N/A | Is this asset maintained by others outside of Parks contractors? | QLDC | QLDC - Parks
Open Spaces | zzNONE | Services | Point | ALL SUBTYPES | No | 13 | SITENME | Site Name | Text | N/A | Name of Park / Reserve / Road from Open Spaces | QLDC (calculated)
Open Spaces | zzNONE | Services | Point | ALL SUBTYPES | No | 14 | ROAD | Near Road | Text | N/A | Nearest road from Address (Electoral) | QLDC (calculated)
Open Spaces | zzNONE | Services | Point | ALL SUBTYPES | No | 15 | SUBLOC | Suburb / Locality | Text | N/A | Suburb or locality pulled from Address (Electoral) | QLDC (calculated)
Open Spaces | zzNONE | Services | Point | ALL SUBTYPES | No | 16 | WARD | Ward | Text | N/A | Ward pulled from LINZ Ward 2019 data | QLDC (calculated)
Open Spaces | zzNONE | Services | Point | ALL SUBTYPES | No | 17 | NEARADD | Near Address | Text | N/A | Nearest propertry address from Address (Electoral) | QLDC (calculated)
Open Spaces | zzNONE | Services | Point | ALL SUBTYPES | No | 18 | FLOOD | Flood Risk | Domain | yes_no | Is asset in flood risk area? | QLDC (calculated)
Open Spaces | zzNONE | Services | Point | ALL SUBTYPES | No | 19 | CONTRACT | Contract | Domain | contract_type | Contract asset maintained under | QLDC
Open Spaces | zzNONE | Services | Point | ALL SUBTYPES | No | 20 | CONTRACTOR | Contractor | Domain | contractor | Contractors Name | QLDC
Open Spaces | zzNONE | Services | Point | ALL SUBTYPES | No | 21 | SRVLEV | Service Level | Domain | srv_level | Service level | QLDC
Open Spaces | zzNONE | Services | Point | ALL SUBTYPES | No | 22 | SLDESC | Service Level Description | Domain | srv_level_desc_furn | Description of service level eg frequency of visits | QLDC
Open Spaces | zzNONE | Services | Point | ALL SUBTYPES | Yes | 23 | INSTDATE | Install Date | Date | N/A | Date installed | Open
Open Spaces | zzNONE | Services | Point | ALL SUBTYPES | Yes | 24 | RESCONNM | Resource Consent Number | Text | N/A | Resource consent number if applicable | Open
Open Spaces | zzNONE | Services | Point | ALL SUBTYPES | Optional | 25 | OREF | Other Reference Number(s) | Text | N/A | Any record numbers relating to asset | Open
Open Spaces | zzNONE | Services | Point | ALL SUBTYPES | No | 26 | VESTDATE | 224c Date | Date | N/A | Date 224c Signed | QLDC
Open Spaces | zzNONE | Services | Point | ALL SUBTYPES | No | 27 | HNDOVER | Handover Date | Date | N/A | Date maintenance period ends | QLDC
Open Spaces | zzNONE | Services | Point | ALL SUBTYPES | Yes | 28 | DATA_SRC | Data Supplied By | Text | N/A | Name and company | Open
Open Spaces | zzNONE | Services | Point | ALL SUBTYPES | Yes | 29 | DATAMETH | Data Collection Method | Domain | data_method | Data collection method | Open
Open Spaces | zzNONE | Services | Point | ALL SUBTYPES | No | 30 | CONFID | Data Confidence | Domain | confidence | Data confidence | QLDC
Open Spaces | zzNONE | Services | Point | ALL SUBTYPES | No | 31 | OLDID | Old Asset ID | Text | N/A | Asset ID from old datasets | QLDC (calculated)
Open Spaces | zzNONE | Services | Point | ALL SUBTYPES | No | 32 | ASSTAT | Asset Status | Domain | asset_status | Asset status (level 1) | QLDC | In Use
Open Spaces | zzNONE | Services | Point | ALL SUBTYPES | No | 33 | OPSTAT | Operating Status | Domain | operating_status | Asset operating status (level 2) | QLDC | On
Open Spaces | zzNONE | Toilets | Point | Toilets | Yes | 0
Open Spaces | zzNONE | Toilets | Point |  | No | 1 | ASSETID | Asset ID | Text | N/A | Unique ID ("DATASET + OBJECTID") | QLDC (calculated)
Open Spaces | zzNONE | Toilets | Point |  | Yes | 2 | MANUF | Manufacturer | Domain | manufacturer | Manufacturer | Open
Open Spaces | zzNONE | Toilets | Point |  | Yes | 3 | UNIWC | Unisex WC | Domain | number | Number of unisex toilets | Open
Open Spaces | zzNONE | Toilets | Point |  | Yes | 4 | FWC | Female WC | Domain | number | Number of female only toilets | Open
Open Spaces | zzNONE | Toilets | Point |  | Yes | 5 | MWC | Male WC | Domain | number | Number of male only toilets | Open
Open Spaces | zzNONE | Toilets | Point |  | Yes | 6 | URINAL | Urinal | Domain | number | Number of urinals | Open
Open Spaces | zzNONE | Toilets | Point |  | Yes | 7 | DUNIWC | Disabled Unisex | Domain | number | Number of disabled unisex toilets | Open
Open Spaces | zzNONE | Toilets | Point |  | Yes | 8 | DFWC | Disabled Female | Domain | number | Number of disabled female toilets | Open
Open Spaces | zzNONE | Toilets | Point |  | Yes | 9 | DMWC | Disabled Male | Domain | number | Number of disabled male toilets | Open
Open Spaces | zzNONE | Toilets | Point |  | Yes | 10 | HANDRAIL | Handrail | Domain | yes_no | Are there handrails? | Open
Open Spaces | zzNONE | Toilets | Point |  | Yes | 11 | BABYCHGE | Baby Changing | Domain | yes_no | Is there baby changing facilities? | Open
Open Spaces | zzNONE | Toilets | Point |  | Yes | 12 | SERVRM | Service Room | Domain | yes_no | Is there a service room? | Open
Open Spaces | zzNONE | Toilets | Point |  | Yes | 13 | SERVTAP | Service Tap | Domain | service_tap | Is there a service tap and location? | Open
Open Spaces | zzNONE | Toilets | Point |  | Yes | 14 | HEAT | Heating Type | Domain | wc_heating | Heating type | Open
Open Spaces | zzNONE | Toilets | Point |  | Yes | 15 | POWER | Power Supply | Domain | power_supply | Power supply type | Open
Open Spaces | zzNONE | Toilets | Point |  | Yes | 16 | WASTE | Waste Water | Domain | waste_water | Waste water type | Open
Open Spaces | zzNONE | Toilets | Point |  | Yes | 17 | TOBY | 3 Waters Toby ID | Text | N/A | Toby ID (connection to mains) | Open
Open Spaces | zzNONE | Toilets | Point |  | Yes | 18 | AREAM2 | Internal Footprint m2 | Integer | N/A | Internal footprint area in metres | Open
Open Spaces | zzNONE | Toilets | Point |  | Optional | 19 | NOTES | Notes | Text | N/A | Any notes | Open
Open Spaces | zzNONE | Toilets | Point |  | No | 20 | COND | Condition | Domain | condition | Latest condition grade | QLDC (calculated)
Open Spaces | zzNONE | Toilets | Point |  | No | 21 | CONDDATE | Condition Date | Date | N/A | Date of latest condition grade | QLDC (calculated)
Open Spaces | zzNONE | Toilets | Point |  | No | 22 | OWN | Asset Owner | Domain | owner | Who owns the asset? | QLDC | QLDC - Parks
Open Spaces | zzNONE | Toilets | Point |  | No | 23 | MNTBYOTR | Maintained by | Text | N/A | Is this asset maintained by others outside of Parks contractors? | QLDC | QLDC - Parks
Open Spaces | zzNONE | Toilets | Point |  | No | 24 | SITENME | Site Name | Text | N/A | Name of Park / Reserve / Road from Open Spaces | QLDC (calculated)
Open Spaces | zzNONE | Toilets | Point |  | No | 25 | ROAD | Near Road | Text | N/A | Nearest road from Address (Electoral) | QLDC (calculated)
Open Spaces | zzNONE | Toilets | Point |  | No | 26 | SUBLOC | Suburb / Locality | Text | N/A | Suburb or locality pulled from Address (Electoral) | QLDC (calculated)
Open Spaces | zzNONE | Toilets | Point |  | No | 27 | WARD | Ward | Text | N/A | Ward pulled from LINZ Ward 2019 data | QLDC (calculated)
Open Spaces | zzNONE | Toilets | Point |  | No | 28 | NEARADD | Near Address | Text | N/A | Nearest propertry address from Address (Electoral) | QLDC (calculated)
Open Spaces | zzNONE | Toilets | Point |  | No | 29 | FLOOD | Flood Risk | Domain | yes_no | Is asset in flood risk area? | QLDC (calculated)
Open Spaces | zzNONE | Toilets | Point |  | No | 30 | CONTRACT | Contract | Domain | contract_type | Contract asset maintained under | QLDC
Open Spaces | zzNONE | Toilets | Point |  | No | 31 | CONTRACTOR | Contractor | Domain | contractor | Contractors Name | QLDC
Open Spaces | zzNONE | Toilets | Point |  | No | 32 | SRVLEV | Service Level | Domain | srv_level | Service level | QLDC
Open Spaces | zzNONE | Toilets | Point |  | No | 33 | SLDESC | Service Level Description | Domain | srv_level_desc_toilets | Description of service level eg frequency of visits | QLDC
Open Spaces | zzNONE | Toilets | Point |  | Yes | 34 | INSTDATE | Install Date | Date | N/A | Date installed | Open
Open Spaces | zzNONE | Toilets | Point |  | Yes | 35 | RESCONNM | Resource Consent Number | Text | N/A | Resource consent number if applicable | Open
Open Spaces | zzNONE | Toilets | Point |  | Optional | 36 | OREF | Other Reference Number(s) | Text | N/A | Any record numbers relating to asset | Open
Open Spaces | zzNONE | Toilets | Point |  | No | 37 | VESTDATE | 224c Date | Date | N/A | Date 224c Signed | QLDC
Open Spaces | zzNONE | Toilets | Point |  | No | 38 | HNDOVER | Handover Date | Date | N/A | Date maintenance period ends | QLDC
Open Spaces | zzNONE | Toilets | Point |  | Yes | 39 | DATA_SRC | Data Supplied By | Text | N/A | Name and company | Open
Open Spaces | zzNONE | Toilets | Point |  | Yes | 40 | DATAMETH | Data Collection Method | Domain | data_method | Data collection method | Open
Open Spaces | zzNONE | Toilets | Point |  | No | 41 | CONFID | Data Confidence | Domain | confidence | Data confidence | QLDC
Open Spaces | zzNONE | Toilets | Point |  | No | 42 | OLDID | Old Asset ID | Text | N/A | Asset ID from old datasets | QLDC (calculated)
Open Spaces | zzNONE | Toilets | Point |  | No | 43 | ASSTAT | Asset Status | Domain | asset_status | Asset status (level 1) | QLDC | In Use
Open Spaces | zzNONE | Toilets | Point |  | No | 44 | OPSTAT | Operating Status | Domain | operating_status | Asset operating status (level 2) | QLDC | Open
Open Spaces | zzNONE | Tracks | Line | Tracks & trails, footpaths and cycleways, sealed and unsealed | Yes | 0
Open Spaces | zzNONE | Tracks | Line |  | No | 1 | ASSETID | Asset ID | Text | N/A | Unique ID ("DATASET + OBJECTID") | QLDC (calculated)
Open Spaces | zzNONE | Tracks | Line |  | Yes | 2 | SUBTYPE | Track Type | Domain | track_subtype | Track subtypes | Open
Open Spaces | zzNONE | Tracks | Line |  | No | 3 | TRACKNM | Track Name | Text | N/A | Name of trail eg. Frankton Track
Open Spaces | zzNONE | Tracks | Line |  | Yes | 4 | SURFACE | Surface Material | Domain | track_surface | Surface material | Open
Open Spaces | zzNONE | Tracks | Line |  | Yes | 5 | SURFDEPTH | Surface Layer Depth mm | Integer | N/A | Surface layer depth in mm | Open
Open Spaces | zzNONE | Tracks | Line |  | Yes | 6 | AVWIDTHM | Average Width m | Integer | N/A | Average width in metres | Open
Open Spaces | zzNONE | Tracks | Line |  | Yes | 7 | LENGTHM | Length m | Integer | N/A | Length in metres | Open
Open Spaces | zzNONE | Tracks | Line |  | Yes | 8 | APRXM2 | Approx m2 | Integer | N/A | Approximate area in m2 | Open
Open Spaces | zzNONE | Tracks | Line |  | Yes | 9 | CYCLE | Cycle | Domain | yes_no | Is track a cycle route? | Open
Open Spaces | zzNONE | Tracks | Line |  | Yes | 10 | CYCLEGRADE | Cycle Grade | Domain | cycle_grade | Cycle grade according to tracks & trails specifications | Open
Open Spaces | zzNONE | Tracks | Line |  | Optional | 11 | NOTES | Notes | Text | N/A | Any notes | Open
Open Spaces | zzNONE | Tracks | Line |  | No | 12 | COND | Condition | Domain | condition | Latest condition grade | QLDC (calculated)
Open Spaces | zzNONE | Tracks | Line |  | No | 13 | CONDDATE | Condition Date | Date | N/A | Date of latest condition grade | QLDC (calculated)
Open Spaces | zzNONE | Tracks | Line |  | No | 14 | OWN | Asset Owner | Domain | owner | Who owns the asset? | QLDC | QLDC - Parks
Open Spaces | zzNONE | Tracks | Line |  | No | 15 | MNTBYOTR | Maintained by | Text | N/A | Is this asset maintained by others outside of Parks contractors? | QLDC | QLDC - Parks
Open Spaces | zzNONE | Tracks | Line |  | No | 16 | SITENME | Site Name | Text | N/A | Name of Park / Reserve / Road from Open Spaces | QLDC (calculated)
Open Spaces | zzNONE | Tracks | Line |  | No | 17 | ROAD | Near Road | Text | N/A | Nearest road from Address (Electoral) | QLDC (calculated)
Open Spaces | zzNONE | Tracks | Line |  | No | 18 | SUBLOC | Suburb / Locality | Text | N/A | Suburb or locality pulled from Address (Electoral) | QLDC (calculated)
Open Spaces | zzNONE | Tracks | Line |  | No | 19 | WARD | Ward | Text | N/A | Ward pulled from LINZ Ward 2019 data | QLDC (calculated)
Open Spaces | zzNONE | Tracks | Line |  | No | 20 | NEARADD | Near Address | Text | N/A | Nearest propertry address from Address (Electoral) | QLDC (calculated)
Open Spaces | zzNONE | Tracks | Line |  | No | 21 | FLOOD | Flood Risk | Domain | yes_no | Is asset in flood risk area? | QLDC (calculated)
Open Spaces | zzNONE | Tracks | Line |  | No | 22 | CONTRACT | Contract | Domain | contract_type | Contract asset maintained under | QLDC
Open Spaces | zzNONE | Tracks | Line |  | No | 23 | CONTRACTOR | Contractor | Domain | contractor | Contractors Name | QLDC
Open Spaces | zzNONE | Tracks | Line |  | No | 24 | SRVLEV | Service Level | Domain | srv_level | Service level name | QLDC
Open Spaces | zzNONE | Tracks | Line |  | No | 25 | SLDESC | Service Level Description | Domain | srv_level_desc_tracks | Description of service level eg frequency of visits | QLDC
Open Spaces | zzNONE | Tracks | Line |  | Yes | 26 | INSTDATE | Install Date | Date | N/A | Date installed | Open
Open Spaces | zzNONE | Tracks | Line |  | Yes | 27 | RESCONNM | Resource Consent Number | Text | N/A | Resource consent number if applicable | Open
Open Spaces | zzNONE | Tracks | Line |  | Optional | 28 | OREF | Other Reference Number(s) | Text | N/A | Any record numbers relating to asset | Open
Open Spaces | zzNONE | Tracks | Line |  | No | 29 | VESTDATE | 224c Date | Date | N/A | Date 224c Signed | QLDC
Open Spaces | zzNONE | Tracks | Line |  | No | 30 | HNDOVER | Handover Date | Date | N/A | Date maintenance period ends | QLDC
Open Spaces | zzNONE | Tracks | Line |  | Yes | 31 | DATA_SRC | Data Supplied By | Text | N/A | Name and company | Open
Open Spaces | zzNONE | Tracks | Line |  | Yes | 32 | DATAMETH | Data Collection Method | Domain | data_method | Data collection method | Open
Open Spaces | zzNONE | Tracks | Line |  | No | 33 | CONFID | Data Confidence | Domain | confidence | Data confidence | QLDC
Open Spaces | zzNONE | Tracks | Line |  | No | 34 | OLDID | Old Asset ID | Text | N/A | Asset ID from old datasets | QLDC (calculated)
Open Spaces | zzNONE | Tracks | Line |  | No | 35 | ASSTAT | Asset Status | Domain | asset_status | Asset status (level 1) | QLDC | In Use
Open Spaces | zzNONE | Tracks | Line |  | No | 36 | OPSTAT | Operating Status | Domain | operating_status | Asset operating status (level 2) | QLDC | Open
Open Spaces | zzNONE | Tracks | Line |  | No | 37 | SCHMAINT | Scheduled Maintenance | Date | N/A | Next Scheduled Maintenance | Open
Open Spaces | zzNONE | Tracks | Line |  | No | 38 | SCHSPRAY | Scheduled Spray | Date | N/A | Next Scheduled Spray | Open
Open Spaces | zzNONE | Water_Body | Polygon | Ponds, streams, lakes | Yes | 0
Open Spaces | zzNONE | Water_Body | Polygon |  | No | 1 | ASSETID | Asset ID | Text | N/A | Unique ID ("DATASET + OBJECTID") | QLDC (calculated)
Open Spaces | zzNONE | Water_Body | Polygon |  | Yes | 2 | SUBTYPE | Water Body Type | Domain | water_body_subtype | Water Body Type | Open
Open Spaces | zzNONE | Water_Body | Polygon |  | Yes | 3 | AREAM2 | Area m2 | Integer | N/A | Area in metres | Open
Open Spaces | zzNONE | Water_Body | Polygon |  | Optional | 4 | NOTES | Notes | Text | N/A | Any notes | Open
Open Spaces | zzNONE | Water_Body | Polygon |  | No | 5 | COND | Condition | Domain | condition | Latest condition grade | QLDC (calculated)
Open Spaces | zzNONE | Water_Body | Polygon |  | No | 6 | CONDDATE | Condition Date | Date | N/A | Date of latest condition grade | QLDC (calculated)
Open Spaces | zzNONE | Water_Body | Polygon |  | No | 7 | OWN | Asset Owner | Domain | owner | Who owns the asset? | QLDC | QLDC - Parks
Open Spaces | zzNONE | Water_Body | Polygon |  | No | 8 | MNTBYOTR | Maintained by | Text | N/A | Is this asset maintained by others outside of Parks contractors? | QLDC | QLDC - Parks
Open Spaces | zzNONE | Water_Body | Polygon |  | No | 9 | SITENME | Site Name | Text | N/A | Name of Park / Reserve / Road from Open Spaces | QLDC (calculated)
Open Spaces | zzNONE | Water_Body | Polygon |  | No | 10 | ROAD | Near Road | Text | N/A | Nearest road from Address (Electoral) | QLDC (calculated)
Open Spaces | zzNONE | Water_Body | Polygon |  | No | 11 | SUBLOC | Suburb / Locality | Text | N/A | Suburb or locality pulled from Address (Electoral) | QLDC (calculated)
Open Spaces | zzNONE | Water_Body | Polygon |  | No | 12 | WARD | Ward | Text | N/A | Ward pulled from LINZ Ward 2019 data | QLDC (calculated)
Open Spaces | zzNONE | Water_Body | Polygon |  | No | 13 | NEARADD | Near Address | Text | N/A | Nearest propertry address from Address (Electoral) | QLDC (calculated)
Open Spaces | zzNONE | Water_Body | Polygon |  | No | 14 | FLOOD | Flood Risk | Domain | yes_no | Is asset in flood risk area? | QLDC (calculated)
Open Spaces | zzNONE | Water_Body | Polygon |  | No | 15 | CONTRACT | Contract | Domain | contract_type | Contract asset maintained under | QLDC
Open Spaces | zzNONE | Water_Body | Polygon |  | No | 16 | CONTRACTOR | Contractor | Domain | contractor | Contractors Name | QLDC
Open Spaces | zzNONE | Water_Body | Polygon |  | No | 17 | SRVLEV | Service Level | Domain | srv_level | Service level name | QLDC
Open Spaces | zzNONE | Water_Body | Polygon |  | No | 18 | SRVLEV | Service Level Description | Domain | srv_level_desc_water | Description of service level eg frequency of visits | QLDC
Open Spaces | zzNONE | Water_Body | Polygon |  | Yes | 19 | INSTDATE | Install Date | Date | N/A | Date installed | Open
Open Spaces | zzNONE | Water_Body | Polygon |  | Yes | 20 | RESCONNM | Resource Consent Number | Text | N/A | Resource consent number if applicable | Open
Open Spaces | zzNONE | Water_Body | Polygon |  | Optional | 21 | OREF | Other Reference Number(s) | Text | N/A | Any record numbers relating to asset | Open
Open Spaces | zzNONE | Water_Body | Polygon |  | No | 22 | VESTDATE | 224c Date | Date | N/A | Date 224c Signed | QLDC
Open Spaces | zzNONE | Water_Body | Polygon |  | No | 23 | HNDOVER | Handover Date | Date | N/A | Date maintenance period ends | QLDC
Open Spaces | zzNONE | Water_Body | Polygon |  | Yes | 24 | DATA_SRC | Data Supplied By | Text | N/A | Name and company | Open
Open Spaces | zzNONE | Water_Body | Polygon |  | Yes | 25 | DATAMETH | Data Collection Method | Domain | data_method | Data collection method | Open
Open Spaces | zzNONE | Water_Body | Polygon |  | No | 26 | CONFID | Data Confidence | Domain | confidence | Data confidence | QLDC
Open Spaces | zzNONE | Water_Body | Polygon |  | No | 27 | OLDID | Old Asset ID | Text | N/A | Asset ID from old datasets | QLDC (calculated)
Open Spaces | zzNONE | Water_Body | Polygon |  | No | 28 | ASSTAT | Asset Status | Domain | asset_status | Asset status (level 1) | QLDC | In Use
Open Spaces | zzNONE | Water_Body | Polygon |  | No | 29 | OPSTAT | Operating Status | Domain | operating_status | Asset operating status (level 2) | QLDC | Open

## asset_status
code | description
01 | Abandoned or Disused
02 | In Use
03 | Removed
04 | To Be Determined

## bbq_cabinet
code | description
01 | Aluminium
02 | Brick
03 | Concrete
04 | Concrete Block
05 | Stainless Steel
06 | Steel - Painted
07 | Steel - Plastic Coated
08 | Steel - Powder Coated
09 | Stone

## bbq_fuel
code | description
01 | Electric
02 | Gas Tank
03 | Reticulated Gas
04 | Solid Fuel
97 | Other

## cem_areac
code | description
ANGL | Anglican
ASHS | Ashes
BL01 | Block 1
BL02 | Block 2
BL03 | Block 3
BL04 | Block 4
BL05 | Block 5
BL06 | Block 6
BL07 | Block 7
BL08 | Block 8
BL09 | Block 9
BL10 | Block 10
BL11 | Block 11
BL12 | Block 12
BL13 | Block 13
BL14 | Block 14
BL15 | Block 15
BL16 | Block 16
BL17 | Block 17
BL18 | Block 18
BL19 | Block 19
BL20 | Block 20
BL21 | Block 21
BL22 | Block 22
BL23 | Block 23
BL24 | Block 24
BL25 | Block 25
BL26 | Block 26
BL27 | Block 27
BL28 | Block 28
BL29 | Block 29
BL30 | Block 30
BL31 | Block 31
BL32 | Block 32
BL33 | Block 33
BL34 | Block 34
BL35 | Block 35
BL36 | Block 36
BL37 | Block 37
BL38 | Block 38
BL39 | Block 39
BL40 | Block 40
BL41 | Block 41
BL42 | Block 42
BL43 | Block 43
BL44 | Block 44
BL45 | Block 45
BL46 | Block 46
BL47 | Block 47
BL48 | Block 48
BL49 | Block 49
BL50 | Block 50
BLA | Block A
BLB | Block B
BLC | Block C
BLD | Block D
BLE | Block E
BLF | Block F
BLG | Block G
BLH | Block H
BLI | Block I
BLJ | Block J
BLK | Block K
BLL | Block L
BLM | Block M
BLN | Block N
BLO | Block O
BLP | Block P
BLQ | Block Q
BLR | Block R
BLS | Block S
BLT | Block T
BLU | Block U
BLV | Block V
BLW | Block W
BLX | Block X
BLY | Block Y
BLZ | Block Z
CATH | Catholic
CHIN | Chinese
ENTR | Entrance right
GEN | General
HIS | Historical
HIS1 | Historical 1
HIS2 | Historical 2
HIS3 | Historical 3
HIS4 | Historical 4
HIS5 | Historical 5
HIS6 | Historical 6
HIS7 | Historical 7
HIS8 | Historical 8
HIS9 | Historical 9
HIS10 | Historical 10
JWSH | Jewish
PRES | Presbyterian
PROT | Protestant
RSA | Returned & Services' Association
SECA | Section A
SECB | Section B
SECC | Section C
SECD | Section D
SECE | Section E
SECF | Section F
SECG | Section G
SECH | Section H
SECI | Section I
SECJ | Section J
SECK | Section K
SECL | Section L
SECM | Section M
SECN | Section N
SECO | Section O
SECP | Section P
SECQ | Section Q
SECR | Section R
SECS | Section S
SECT | Section T
SECU | Section U
SECV | Section V
SECW | Section W
SECX | Section X
SECY | Section Y
SECZ | Section Z
UNKN | Unknown

## cem_op_status_beam
code | description
01 | Constructed
02 | Not constructed

## cem_op_status_plot
code | description
01 | Available for Use
02 | Disestablished
03 | Future Construction
04 | Interment
05 | Public Grave
06 | Removed
07 | Unavailable Temporarily
08 | Unavailable

## cem_plot_type
code | description
01 | Ash
02 | Burial
03 | Memorial Wall/Rock

## cem_sub1c
code | description
ANGL | Anglican
ASHS | Ashes
ASH1 | Ashes Block 1
ASH2 | Ashes Block 2
BWA | Baby Memorial Wall A
BWB | Baby Memorial Wall B
BL01 | Block 1
BL02 | Block 2
BL03 | Block 3
BL04 | Block 4
BL05 | Block 5
BL06 | Block 6
BL6A | Block 6A
BL6B | Block 6B
BL6C | Block 6C
BL07 | Block 7
BL7A | Block 7A
BL7B | Block 7B
BL7C | Block 7C
BL08 | Block 8
BL8A | Block 8A
BL8B | Block 8B
BL8C | Block 8C
BL09 | Block 9
BL9A | Block 9A
BL9B | Block 9B
BL9C | Block 9C
BL10 | Block 10
B10A | Block 10A
BL11 | Block 11
B11A | Block 11A
BL12 | Block 12
B12A | Block 12A
BL13 | Block 13
BL14 | Block 14
BL15 | Block 15
BL16 | Block 16
BL17 | Block 17
BL18 | Block 18
BL19 | Block 19
BL20 | Block 20
BL21 | Block 21
BL22 | Block 22
BL23 | Block 23
BL24 | Block 24
BL25 | Block 25
BL26 | Block 26
BL27 | Block 27
BL28 | Block 28
BL29 | Block 29
BL30 | Block 30
BL31 | Block 31
BL32 | Block 32
BL33 | Block 33
BL34 | Block 34
BL35 | Block 35
BL36 | Block 36
BL37 | Block 37
BL38 | Block 38
BL39 | Block 39
BL40 | Block 40
BL41 | Block 41
BL42 | Block 42
BL43 | Block 43
BL44 | Block 44
BL45 | Block 45
BL46 | Block 46
BL47 | Block 47
BL48 | Block 48
BL49 | Block 49
BL50 | Block 50
BLA | Block A
BLB | Block B
BLC | Block C
BLD | Block D
BLE | Block E
BLF | Block F
BLG | Block G
BLH | Block H
BLI | Block I
BLJ | Block J
BLK | Block K
BLL | Block L
BLM | Block M
BLN | Block N
BLO | Block O
BLP | Block P
BLQ | Block Q
BLR | Block R
BLS | Block S
BLT | Block T
BLU | Block U
BLV | Block V
BLW | Block W
BLX | Block X
BLY | Block Y
BLZ | Block Z
CATH | Catholic
CHIN | Chinese
PRES | Presbyterian
ROCK | Rock
RW01 | Row 1
RW02 | Row 2
RW03 | Row 3
RW04 | Row 4
RW05 | Row 5
RW06 | Row 6
RW07 | Row 7
RW08 | Row 8
RW09 | Row 9
RW10 | Row 10
RW11 | Row 11
RW12 | Row 12
RW13 | Row 13
RW14 | Row 14
RW15 | Row 15
RW16 | Row 16
RW17 | Row 17
RW18 | Row 18
RW19 | Row 19
RW20 | Row 20

## cem_sub2c
code | description
RW01 | Row 1
RW02 | Row 2
RW03 | Row 3
RW04 | Row 4
RW05 | Row 5
RW06 | Row 6
RW07 | Row 7
RW08 | Row 8
RW09 | Row 9
RW10 | Row 10

## cem_site
code | description
QNC | Queenstown Cemetery
FNC | Frankton Cemetery
ART | Arrowtown Cemetery
GYC | Glenorchy Cemetery
SKC | Skippers Cemetery
WKC | Wanaka Cemetery
MKC | Makarora Cemetery
HWC | Hawea Cemetery
KNC | Kingston Cemetery
ABT | Albert Town Cemetery
CDC | Cardrona Cemetery
LSC | Lower Shotover Cemetery

## condition
code | description
00 | Absent
01 | Excellent / Very Good
02 | Good
03 | Average / Fair
04 | Poor
05 | Very Poor
07 | Decommissioned
08 | Removed

## confidence
code | description
01 | Very High
02 | High
03 | Medium
04 | Low
05 | Very Low

## contract_type
code | description
01 | High Profile
02 | Open Spaces
03 | Tracks and Trails
04 | Field Team
05 | P&I Roading Contract
06 | P&I Contract
07 | Maintenance Agreement
96 | N/A
97 | Other

## contractor
code | description
01 | APL
02 | Asplundh
03 | Delta Utility Services
04 | Developer
05 | DoC
06 | Downer
07 | QLDC Field Team
08 | Recreational Services
09 | Veolia
10 | MTB Club
96 | N/A
97 | Other

## cycle_grade
code | description
01 | Grade 1 - Easiest - Cycle Trail
02 | Grade 2 - Easy - Cycle Trail
03 | Grade 3 - Intermediate - Cycle Trail
04 | Grade 4 - Advanced - MTB Track
05 | Grade 5 - Expert - MTB Track
06 | Grade 6 - Extreme - MTB Track
07 | N/A - Walking Track

## data_method
code | description
01 | Survey
02 | CAD
03 | Mobile Device
04 | Desktop

## dogs
code | description
01 | Dogs run free
02 | Leash restriction
03 | No dogs

## fence_purpose
code | description
01 | Agriculture
02 | Perimeter
03 | Privacy
04 | Security
05 | Safety
97 | Other

## furn_struc_material
code | description
01 | ACM - Aluminium Composite Material
02 | Aluminium
03 | Asphaltic Concrete
04 | Brick
05 | Box Earth Fill
06 | Box Gravel Fill
07 | Concrete
08 | Concrete Block
09 | Concrete Supports / Timber Top
10 | Galvanised Grate / Polymer Drain
11 | Metal
12 | Metal Supports / Polymer Top
13 | Metal Supports / Timber Top
14 | Natural
15 | Plastic
16 | Polymer
17 | Polyester
18 | Recycled Plastic
19 | Stainless Steel
20 | Steel
21 | Steel - Galvanised
22 | Steel - Painted
23 | Steel - Plastic Coated
24 | Steel - Powder Coated
25 | Stone
26 | Stone and Steel
27 | Timber
28 | Timber and Stainless Steel
29 | Timber and Steel
97 | Other

## furn_sub_art
code | description
01 | Artwork
02 | Sculpture
03 | Monument
04 | Plaque
05 | Flag Pole
06 | Fountain
97 | Other

## furn_sub_bike
code | description
01 | Bollard Style
02 | Curbside
03 | Link
04 | Tubular Loop
05 | Wicket
97 | Other

## furn_sub_bollard
code | description
01 | Fixed
02 | Removable
03 | Illuminated
97 | Other

## furn_sub_drink
code | description
01 | Bubbler Only
02 | Bubbler and Bottle Fill
03 | Bubbler and Hose Connect
04 | Bubbler / Bottle / Hose
97 | Other

## furn_sub_fence
code | description
01 | Post and Rail
02 | Post and Chain
03 | Post and Mesh
04 | Post and Wire
05 | Picket
06 | Waratah and Wire
07 | Batten
97 | Other

## furn_sub_gate
code | description
01 | Field
02 | Wicket
03 | Kissing Gate
04 | Bi-Folding
97 | Other

## furn_sub_seat
code | description
01 | Bench
02 | Seat
97 | Other

## furn_sub_shelter
code | description
01 | BBQ area
02 | Bus Stop
03 | Seat
04 | Table
97 | Other

## furn_sub_sign
code | description
01 | Plinth
02 | Plaque
03 | Twin Post
04 | T Bollard (Single Side)
05 | T Bollard (Double Side)
06 | Pole Sign
07 | Fingerpost
08 | 3 Sided Sign
09 | Routed
97 | Other

## furn_sub_stile
code | description
01 | Single Step Over
02 | Double Step Over
03 | Ladder
97 | Other

## furn_sub_table
code | description
01 | Portable
02 | Surface Mount
03 | In-ground Mount
97 | Other

## furn_sub_wall
code | description
01 | Board and Post
02 | Gabion
03 | Crib
04 | Mass
05 | Rock
06 | Sheet Pile
97 | Other

## garden_subtype
code | description
01 | Annual Bedding
02 | Ornamental Garden
05 | Raingarden
06 | Rose Garden
09 | Stormwater Swale
11 | Native Garden
12 | Gravel Garden
13 | Hedge
97 | Other

## grass_edging
code | description
01 | Mechanical
02 | Chemical
03 | Mechanical & Chemical
04 | None

## grass_slope
code | description
01 | 0-15 degrees
02 | > 15 degrees

## headwall
code | description
01 | Inlet
02 | Outlet
03 | Both
04 | None

## hedge_height_cat
code | description
01 | < 2.5m
02 | > 2.5m

## hedge_length_cat
code | description
01 | < 1m
02 | 1-2.5m
03 | > 2.5m

## hedge_species
code | description
01 | Berberis thunbergii (Thunbergs Barberry)
02 | Buxus sempervirens (Box)
03 | Carpinus betulus (Hornbeam)
04 | Crataegus monogyna (Hawthorn)
05 | Fagus sylvatica (Green Beech)
06 | Fagus sylvatica ‘Purpurea’ (Purple Beech)
07 | Ilex aquifolium (Holly)
08 | Ligustrum ovalifolium (Privet)
09 | Magnolia laevifolia (Magnolia or Michelia)
10 | Photinia fraseri (Red Robin)
11 | Pittosporum tenuifolium (Kohuhu)
12 | Prunus laurocerasus (Common Laurel)
13 | Prunus lusitanica (Portuguese Laurel)
14 | Pseudotsuga menziesii (Douglas Fir)
15 | Quercus ilex (Holm Oak)
16 | Taxus baccata (Yew)
17 | Thuja occidentalis (Yellow Ribbon)
18 | Thuja plicata (Western Red Cedar)
19 | Viburnum tinus (Laurustine)
97 | Other

## irrigation_elec_ln
code | description
01 | Single Core
02 | 2 Core
03 | 3 Core
04 | 5 Core
05 | 7 Core
06 | 9 Core
07 | 13 Core
97 | Other

## irrigation_elec_pt
code | description
01 | Control Box
02 | Solenoid Valve
97 | Other

## irrigation_emitters
code | description
01 | Drip
02 | Impact
03 | Micro
04 | Pop up
97 | Other

## irrigation_pipe
code | description
01 | Drip
02 | Standard

## irrigation_pipe_material
code | description
01 | HDPE - High density polyethylene
02 | MDPE - Medium density polyethylene
03 | LDPE - Low density polyethylene
04 | PE - Polyethylene
05 | PVC - Polyvinylchloride
06 | uPVC - Unplasticised polyvinylchloride
97 | Other

## irrigation_plumbing
code | description
01 | Back Flow Preventer
02 | Gate Valve
03 | Presssure Reducing Valve
04 | Tap
05 | Toby
06 | Winter Valve
97 | Other

## lock_type
code | description
01 | TP Padlock
02 | TP2 Padlock
03 | RS Padlock
04 | RS2 Padlock
05 | W2 Padlock
06 | Q2 Padlock
07 | Combination
08 | Cabinet lock (key)
09 | Door lock (key)
10 | Integrated
11 | None
97 | Other

## manufacturer
code | description
01 | A J Grant
02 | Action Plus
03 | Adams
04 | Adams Engineering 1996 Ltd
05 | Allen Perry
06 | Ausplay
07 | Barklands
08 | Bespoke
09 | Burgess Mattings & Surfacing
10 | Charm and Gusto
11 | Christie
12 | Corocord
13 | Davey
14 | Dynamo
15 | Exeloo
16 | Fel Group
17 | Galcon
18 | Heron
19 | Hunter
20 | Imagination Playground
21 | Irritrol
22 | J.P.M
23 | Kompan
24 | Landmark
25 | Little Tikes
26 | Matta Products Ltd
27 | Milburn Fencing
28 | Motorola IRRInet
29 | My Equilibria
30 | Norski
31 | Novaloo
32 | Numat
33 | Orbit
34 | Otterbine
35 | Park Supplies
36 | Platinum Play
37 | Play Matta
38 | Playco
39 | Playground Centre
40 | Playground People
41 | Pope
42 | Portacoms
43 | Proludic
44 | Rainbird
45 | Replas
46 | Richter
47 | RX Plastics
48 | Street Furniture
49 | Supergreen Enterprises
50 | Toro
51 | Urban Effects
52 | Walkspace
97 | Other

## naturalbush_subtype
code | description
01 | Establishing
02 | Mature
03 | Pristine

## number
code | description
01 | 1
02 | 2
03 | 3
04 | 4
05 | 5
06 | 6
07 | 7
08 | 8
09 | 9
10 | 10
11 | 11
12 | 12
13 | 13
14 | 14
15 | 15
16 | 16
17 | 17
18 | 18
19 | 19
20 | 20

## operating_status_01
code | description
01 | Online
02 | Offline

## operating_status_02
code | description
01 | On
02 | Off

## operating_status_03
code | description
01 | Open
02 | Closed

## os_subtype
code | description
01 | Beautification Strip
02 | Campground
03 | Cemetery
04 | Community Facility
05 | Community Park
06 | Connection
07 | Golf Course
08 | Local Park
09 | Natural Reserve
10 | Pocket Park
11 | Premier Park
12 | Road Reserve
13 | Sportsground Park
14 | Stormwater Reserve
97 | Other

## owner
code | description
01 | QLDC - Parks
02 | QLDC - Property & Infrastructure | rename to QLDC - Property & Infrastructure - Roading
03 | Crown | rename to Crown - LINZ
04 | Developer
05 | DoC
06 | NZTA
07 | Private
97 | Other
08 | QLDC - Property & Infrastructure - Property | add
09 | Crown - ORC | add

## play_equipment
code | description
01 | Balance Posts
02 | Balance Walk
03 | Basket Swing
04 | Car
05 | Climber
06 | Flying Fox
07 | Hammock
08 | Module Small
09 | Module Medium
10 | Module Large
11 | Monkey Bars
12 | Musical
13 | Play Hut
14 | Rock Climber
15 | Sand Play
16 | Scale Swing
17 | Seesaw
18 | Seesaw - Double
19 | Seesaw - Old Style
20 | Seesaw - Springy
21 | Slide
22 | Slide - Dinosaur
23 | Slide - Embankment
24 | Slide - Stand Alone
25 | Spacenet
26 | Spica
27 | Spinner
28 | Spring Rocker
29 | Stepping Timbers
30 | Supernova
31 | Swings
32 | Table
33 | Talk Tube
34 | Timber Play Truck
35 | Tunnel
36 | Turn Bars
37 | Tyre Swing
38 | Water Sand Play
97 | Other

## play_surface
code | description
01 | Artificial - no further detail
02 | Artificial Turf
03 | Bare Earth
04 | Bark
05 | Bark / Tile
06 | Bark Nuggets
07 | Cushion Fall
08 | Grass Tiles
09 | Matta Tiles
10 | Pea Gravel
11 | Pea Gravel / Sand
12 | Rubber
13 | Safety Matting
14 | Sand
15 | Tiles
16 | Wood Chip
97 | Other

## power_subtype
code | description
01 | Meter Box
02 | Outlet(s)
03 | Meter Box and Outlet(s)

## power_supply
code | description
01 | Mains
02 | Solar
03 | None
97 | Other

## sa_equipment
code | description
01 | Rugby Post
02 | Goal Post
03 | Basketball
04 | Netball
05 | Post Sleeves
06 | Disc Golf Basket
07 | Tennis Net
97 | Other
08 | Outdoor exercise equipment | add

## sa_subtype
code | description
01 | Bike Park
02 | Bowls Green
03 | Cricket Ground
04 | Cricket Net
05 | Cricket Wicket
06 | Golf Course
07 | Half Court
08 | Petanque
09 | Pump Track
10 | Rugby / Football
11 | Skate Park
12 | Sport Court Multi
13 | Sport Wall
14 | Sports Field
15 | Swimming Pool
16 | Tennis / Cricket Practice Wall
17 | Tennis Court
97 | Other

## sa_surface
code | description
01 | Artificial - no further detail
02 | Artificial Turf
03 | Asphaltic Concrete
04 | Bare Earth
05 | Concrete
06 | Grass
07 | Metalled
08 | Natural
09 | Paving Slabs
10 | Sand
11 | Unsealed - No Further Detail
97 | Other

## service_tap
code | description
01 | Yes Inside
02 | Yes Outside
03 | None

## sign_affix
code | description
01 | 1 Dedicated Post
02 | 2 Dedicated Posts
03 | Light / Power / Other Pole
04 | Road Sign Pole
05 | Bollard
06 | Fence
07 | Wall
08 | Building
09 | Structure
95 | None
97 | Other

## sign_purpose
code | description
01 | Naming
02 | Wayfinding
03 | Information
04 | Information and Wayfinding
97 | Other

## sign_purpose_sub
code | description
01 | Park/Reserve Name
02 | Asset Name
03 | Cycle Way
04 | Liquor Ban
05 | Plant/Tree Label
06 | Project Sign
07 | Traffic
97 | Other
08 | Freedom camping | add

## srv_level
code | description
01 | Premier
02 | Sports Park
03 | Community
04 | Local
05 | Natural
06 | Verge Policy
07 | Asset Standard
08 | Meadow
96 | N/A

## srv_level_desc_carpark
code | description
01 | As per surrounding assets service level & as per Road Maintenance Contract schedule
02 | As per Road Maintenance Contract schedule
96 | N/A

## srv_level_desc_furn
code | description
01 | As per underlying assets service level
96 | N/A

## srv_level_desc_garden
code | description
01 | 26 visits per annum
02 | 12 visits per annum
03 | 9 visits per annum
04 | 6 visits per annum
05 | Unscheduled
96 | N/A

## srv_level_desc_grass
code | description
01 | 30 - 40 Cuts per year
02 | 30 - 100 Cuts per year
03 | 15 - 30 Cuts per year
04 | 5 - 20 Cuts per year
05 | 0 - 5 Cuts per year
96 | N/A

## srv_level_desc_hedge
code | description
01 | 2 visits per annum
96 | N/A

## srv_level_desc_tracks
code | description
01 | 4 Visits per annum
02 | 2 Visits per annum
03 | 1 Visit per annum
96 | N/A

## srv_level_desc_trees
code | description
01 | Monthly
02 | Quarterly
03 | Every 6 months
04 | Annually
05 | Every 2 years
06 | Every 3 years
07 | Every 4 years | 5 years
08 | Every 6 years | Unscheduled
96 | N/A

## subtype_furniture
Picnic Table
Seat

## subtype_irrigation_ln
Electricity
Pipe

## subtype_irrigation_pt
Electrical
Emitter
Plumbing

## subtype_services
Power
Septic Tank
Stormwater Sump
Water Pump
Water Tap
Other

## subtype_structure_ln
Boardwalk
Bridge
Fence
Steps
Wall

## subtype_structure_pt
code | description
01 | Art and Monuments
02 | Bike Pump
03 | Bike Stand
04 | Bollard
05 | Cattlestop
06 | Culvert
07 | Cut Off Drain
08 | Drink Fountain
09 | Gate
10 | Pergola
11 | Rotunda
12 | Shade Sail
13 | Shelter
14 | Sign
15 | Stile
97 | Other
16 | Feature rock | add

## surface_carparks
code | description
01 | Sealed
02 | Unsealed

## track_subtype
code | description
01 | Track / Path
02 | Pump Track
03 | MTB
97 | Other

## track_surface
code | description
01 | Asphaltic concrete (black)
02 | Asphaltic concrete (red)
03 | Concrete
04 | Concrete (black)
05 | Concrete (red)
06 | Concrete blocks
07 | Cobble Stone
08 | Interlocking blocks
09 | Metalled
10 | Natural
11 | Paving slabs
12 | Sealed - no further detail
13 | Slurry Seal
14 | Stone
15 | Timber
16 | Tactile Pavers
17 | Tactile Pavers - Drilled
18 | Unsealed - no further detail
97 | Other

## tree_age_class
code | description
01 | Young
02 | Semi-Mature
03 | Mature
04 | Veteran
05 | Senescent

## tree_mulch
code | description
01 | Gravel
02 | Hoggin
03 | Metal Grate
04 | Woodchip
05 | None
97 | Other

## tree_names
code | description
001 | Abies grandis - Grand fir
002 | Abies sp. - Fir
003 | Acacia dealbata - Acacia
004 | Acacia sp. - Acacia
005 | Acer buergerianum - Trident maple
006 | Acer campestre - Field maple
007 | Acer cappadocicum - Cappadocian Maple
008 | Acer carpinifolium - Hornbeam Maple
009 | Acer davidii - Snake Bark Maple
010 | Acer japonicum - Japanese Maple
011 | Acer negundo - Box Elder
012 | Acer palmatum - Japanese Maple
013 | Acer palmatum Crimson King - Japanese Maple
014 | Acer palmatum Purpureum - Japanese Maple
015 | Acer palmatum Senkaki - Coral Bark Maple
016 | Acer platanoides - Norway Maple
017 | Acer pseudoplatanus - Sycamore
018 | Acer rubrum - Autumn Blaze
019 | Acer rubrum - Autumn/October Glory
020 | Acer rubrum - Red Maple
021 | Acer rubrum - Red Sunset
022 | Acer saccharinum - Silver maple
023 | Acer sp. - Maple
024 | Aesculus hippocastanum - Horse Chestnut
025 | Aesculus sp. - Horse Chestnut
026 | Aesculus x carnea - Red horse chestnut
027 | Agathis australis - Kauri
028 | Alder sp. - Alder
029 | Alnus glutinosa - Black Alder
030 | Alnus glutinosa - Common Alder
031 | Alnus rubra - Red Alder
032 | Amelanchier alnifolia - Saskatoon
033 | Amelanchier canadensis - Juneberry
034 | Amelanchier canadensis - Shad Bush
035 | Araucaria araucana - Monkey puzzle
036 | Arbutus unedo - Strawberry Tree
037 | Aristotelia serrata - Wineberry
038 | Betula nigra - River Birch
039 | Betula papyrifera - Paper Bark Birch
040 | Betula pendula - Silver Birch
041 | Betula sp. - Birch
042 | Betula utilis var. jacquemonti - West himalyan birch
043 | Brachychiton acerifolius - Illawarra Flame Tree
044 | Carpinus betulus - Hornbeam
045 | Castanea sativa - Sweet Chestnut
046 | Catalpa bignonioides - Indian Bean Tree
047 | Cedrus atlantica - Atlas Cedar
048 | Cedrus atlantica 'Glauca' - Atlantic Blue Cedar
049 | Cedrus atlantica glauca - Atlas Cedar
050 | Cedrus deodara - Deodar Cedar
051 | Cedrus deodara - Himalayan cedar
052 | Cedrus sp. - Cedar
053 | Cercidiphyllum japonicum - Katsura Tree
054 | Cercis siliquastrum - Judas Tree
055 | Chaenomeles speciosa japonica - Japanese Quince
056 | Chamaecyparis lawsoniana - Lawson Cypress
057 | Chamaecyparis obusta - Hinoki Cypress
058 | Chamaecyparis sp. - Chamaecyparis
059 | Conifer - Conifer
060 | Conium maculatum - Hemlock
061 | Coprosma robusta - Karamu
062 | Cordyline australis - Cabbage Tree
063 | Cornus capitata - Himalayan dogwood
064 | Cornus Eddies White Wonder - Flowering Dogwood
065 | Cornus florida - Flowering Dogwood
066 | Cornus florida Cherokee Chief - Dogwood
067 | Cornus nuttallii - Pacific Dogwood
068 | Cornus sp. - Dogwood
069 | Corokia sp. - Korokio
070 | Corylus avellana - Common Hazel
071 | Corylus colurna - Turkish Hazel
072 | Cotinus obovatus - American Smoketree
073 | Cotinus sp. - Smoke Tree
074 | Cotoneaster glaucophyllus - Quince
075 | Cotoneaster sp. - Cotoneaster
076 | Crataegus monogyna - Common Hawthorn
077 | Crataegus sp. - Hawthorn
078 | Cryptomeria japonica - Japanese Red Cedar
079 | Cupressocyparis leylandii - Leyland Cypress
080 | Cupressus glabra - Smooth Arizona Cypress
081 | Cupressus glabra 'Blue Ice' - Smooth Arizona Cypress
082 | Cupressus macrocarpa - Macrocarpa
083 | Cupressus macrocarpa 'Aurea' - Golden Macrocarpa
084 | Cupressus sempervirens - Italian cypress
085 | Cupressus sp. - Cypress
086 | Cydonia oblonga - Quince
087 | Eucalyptus sp. - Eucalyptus
088 | Fagus sp. - Beech
089 | Fagus sylvatica - European Beech
090 | Fagus sylvatica Dawyck Aurea - Gold Beech
091 | Fagus sylvatica 'Purpurea' - Purple Beech
092 | Ficus carica - Edible fig
093 | Ficus macrophylla - Moreton Bay fig
094 | Fraxinus angustifolia - Narrow-leafed Ash
095 | Fraxinus excelsior - European Ash
096 | Fraxinus excelsior Green Glow - European Ash
097 | Fraxinus ornus - Manna Ash
098 | Fraxinus oxycarpa 'Raywoodii' - Claret Ash
099 | Fraxinus sp. - Ash
100 | Ginkgo biloba - Ginkgo
101 | Gleditsia triacanthos - Honey Locust
102 | Gleditsia triacanthos Limelight - Lime Locust
103 | Gleditsia triacanthos 'Sunburst' - Honey Locust
104 | Gleditsia triacanthos Sunset Gold - Honey Locust
105 | Griselinia lucida - Akapuka
106 | Hoheria sp. - Houhere
107 | Ilex aquifolium - Holly
108 | Juglans regia - Common Walnut
109 | Juglans sp. - Walnut
110 | Koelreuteria paniculata - Golden Rain Tree
111 | Kolkwitzia amabilis - Beauty Bush
112 | Kunzea ericoides - Kanuka
113 | Laburnum sp. - Laburnum
114 | Larix decidua - Larch
115 | Leptospermum scoparium - Manuka
116 | Ligustrum sp. - Privet
117 | Liquidambar orientalis - Oriental Sweetgum
118 | Liquidambar sp. - Liquidambar
119 | Liquidambar styraciflua - Liquidambar
120 | Liriodendron tulipifera - Tulip Tree
121 | Magnolia × soulangeana - Saucer Magnolia
122 | Magnolia grandiflora - Magnolia Grandiflora
123 | Magnolia macrophylla - Bigleaf Magnolia
124 | Magnolia sp. - Magnolia
125 | Malus ‘Van Eseltine’ - Crabapple
126 | Malus baccata - Siberian Crabapple
127 | Malus Blue Mountain - Crab Apple
128 | Malus Coronet Peak - Crab Apple
129 | Malus Jack Humm - Crab Apple
130 | Malus Profusion - Flowering Crab Apple
131 | Malus sp. - Apple
132 | Malus Strathmore - Pyramidal Crab
133 | Malus trilobata - Lebanese Wild Apple
134 | Malus tschonoskii - Chonosuki Crab
135 | Mespilus germanica - Medlar
136 | Metasequoia glyptostroboides - Dawn Redwood
137 | Metrosideros umbellata - Southern Rata
138 | Morus alba - White Mulberry
139 | Morus nigra - Black mulberry
140 | Nothofagus fusca - Red Beech
141 | Nothofagus menziesii - Silver Beech
142 | Nothofagus solandri - Black Beech
143 | Nothofagus solandri Cliffortioides - Mountain Beech
144 | Nyssa sylvatica - Tupelo
145 | Olea europaea - Olive
146 | Olearia sp. - Daisy Bush
147 | Parrotia persica - Persian Witch Hazel
148 | Paulownia tomentosa - Foxglove tree
149 | Photinia glabra - Japanese photinia
150 | Photinia robusta - Red Leaf Photinia
151 | Photinia sp. - Photinia
152 | Picea abies - Norway Spruce
153 | Picea orientalis - Oriental Spruce
154 | Picea pungens - Blue Spruce
155 | Picea sitchensis - Sitka spruce
156 | Picea smithiana - Himalayan Spruce
157 | Picea sp. - Spruce
158 | Pinus pinaster - Maritime Pine
159 | Pinus ponderosa - Ponderosa pine
160 | Pinus radiata - Radiata Pine
161 | Pinus sp. - Pine
162 | Pittosporum crassifolium - Karo
163 | Pittosporum eugenioides - Lemonwood
164 | Pittosporum sp. - Pittosporum
165 | Pittosporum tenuifolium - Matipo
166 | Plagianthus regius - Ribbonwood
167 | Platanus orientalis - Oriental Plane
168 | Platanus sp. - Plane Tree
169 | Platanus x acerifolia - London Plane Tree
170 | Platanus x hispanica - London planetree
171 | Podocarpus Totara - Totara
172 | Populus alba - White poplar
173 | Populus nigra - Black Poplar
174 | Populus nigra 'Italica' - Lombardy Poplar
175 | Populus sp. - Poplar
176 | Prunus accolade - Flowerin Cherry
177 | Prunus armeniaca - Apricot
178 | Prunus avium - Wild Cherry
179 | Prunus campanulata - Bell Cherry
180 | Prunus cerasifera - Myrobalan Plum
181 | Prunus cerasifera 'Nigra' - Purple Leaf Plum
182 | Prunus cerasifera var. atropurpurea - Purple Cherry Plum
183 | Prunus domestica - Round Plum
184 | Prunus dulcis - Almond
185 | Prunus laurocerasus - Laurel
186 | Prunus pendula - Weeping cherry
187 | Prunus serrula - Cherry
188 | Prunus serrulata 'Kanzan' - Cherry
189 | Prunus serrulata 'Shimidsu Sakura' - Cherry
190 | Prunus serrulata 'Shirotae' - Cherry
191 | Prunus sp. - Cherry
192 | Prunus sp. - Plum
193 | Prunus spinosa - Blackthorn
194 | Prunus subhirtella - Cherry
195 | Prunus Tai Haku - Great White Cherry
196 | Prunus x yedoensis 'Awanui' - Cherry
197 | Prunus yedoensis - Yoshino Cherry
198 | Pseudopanax arboreus - Five finger
199 | Pseudopanax crassifolius - Lancewood
200 | Pseudopanax sp. - Pseudopanax
201 | Pseudotsuga menziesii - Douglas Fir
202 | Pseudotsuga menziesii 'Pendula' - Weeping Douglas Fir
203 | Pyrus calleryana Aristocrat - Callery Pear
204 | Pyrus communis - European pear
205 | Pyrus salicifolia - Weeping Pear
206 | Pyrus sp. - Pear
207 | Pyrus Strathmore - Early Gold Pear
208 | Quercus cerris - Turkey Oak
209 | Quercus ilex - Holm Oak
210 | Quercus palustris - Pin Oak
211 | Quercus petraea - Sessile Oak
212 | Quercus robur - English Oak
213 | Quercus robur f. fastigiata - English Oak
214 | Quercus robur x bicolor 'long' - Regal Prince Oak
215 | Quercus rubra - Red Oak
216 | Quercus sp. - Oak
217 | Racosperma dealbata - Silver Wattle
218 | Rhus sp. - Rhus
219 | Robinia pseudoacacia - Black Locust
220 | Salix alba - White Willow
221 | Salix babylonica - Weeping Willow
222 | Salix caprea - Pussy Willow
223 | Salix fragilis - Crack Willow
224 | Salix matsudana 'Tortuosa' - Tortured Willow
225 | Salix sepulcralis - Weeping Willow
226 | Salix sp. - Willow
227 | Sequoiadendron giganteum - Sierra Redwood
228 | Sophora microphylla - Kowhai
229 | Sophora sp. - Kowhai
230 | Sorbus aria - Whitebeam
231 | Sorbus aria Lutescens - Whitebeam
232 | Sorbus aucuparia - Rowan
233 | Sorbus cashmiriana - Cashmere Rowan
234 | Sorbus hupehensis - Chinese Rowan
235 | Sorbus Kirsten Pink - Sorbus Kirsten Pink
236 | Sorbus scalaris - Rowan
237 | Sorbus sp. - Whitebeam
238 | Syringa vulgaris - Common Lilac
239 | Taxodium distichum - Swamp Cypress
240 | Taxus baccata - Common Yew
241 | Thuja occidentalis - Arbor-vitae
242 | Thuja plicata - Western Red Cedar
243 | Tilia cordata - Lime
244 | Tilia platyphyllos - Lime
245 | Tilia x europaea - Lime
246 | Tsuga heterophylla - Western Hemlock
247 | Ulmus glabra - Wych elm
248 | Ulmus glabra 'Lutescens' - Golden Elm
249 | Ulmus lobel - Upright Dutch Elm
250 | Ulmus minor - Field Elm
251 | Ulmus parvifolia - Chinese Elm
252 | Ulmus procera - English Elm
253 | Ulmus procera 'Louis van Houtte' - Golden Elm
254 | Ulmus sp. - Elm
255 | Zelkova serrata - Zelkova
996 | Multiple Species
997 | Other

## tree_pwr_lines
code | description
01 | 240V - Service Line
02 | 400V
03 | 11kV
04 | 33kV
96 | N/A
97 | Other

## tree_pwr_zones
code | description
01 | Notice Zone (1.5m, 2.6m or 3.5m)
02 | Growth Limit Zone (0.5m, 1.6m or 2.5m)
03 | Outside of Notice Zone
04 | None
97 | Other

## tree_risk
code | description
01 | Broadly acceptable
02 | Tolerable
03 | Unacceptable
04 | QLDC opinion required

## tree_root_enviro
code | description
01 | Engineered Pit
02 | Grass
03 | Grass Berm
04 | Lake/Beach
05 | Road Island
06 | Tree Pit in Footpath
97 | Other

## tree_size_class
code | description
01 | Very Small Tree <3m
02 | Small Tree 3-6m
03 | Medium Tree 6-10m
04 | Large Tree 10-15m
05 | Very Large Tree >15m

## tree_subtype
code | description
01 | Street Tree
02 | Park Tree
03 | Private
04 | Other
05 | Trail Tree

## tree_support
code | description
01 | Below ground support
02 | Metal structure
03 | Waratah(s)
04 | Wooden stake(s)
97 | Other

## tree_telecom_lines
code | description
01 | Yes- >150mm clearance
02 | Yes- <150mm clearance
03 | None
97 | Other

## wall_purpose
code | description
01 | Aesthetics
02 | Retaining Wall
97 | Other

## waste_water
code | description
01 | Mains
02 | Septic
03 | Septic and Mains
04 | Composting
97 | Other

## water_body_subtype
code | description
01 | Pond
02 | Stream
03 | Lake
97 | Other

## wc_heating
code | description
01 | Bar
02 | Trace
03 | Under Floor
04 | None
97 | Other

## yes_no
code | description
01 | Yes
02 | No